## About
BAU Expected Capacity Factors
Source: | Existing Capacity Factors | Aeso Capacity Factors
| National Energy Board | AESO
| 2016 | 2017
| Canada's Energy Future 2016: Update | AESO Annual Market Statistics Report Data File
| https://apps.neb-one.gc.ca/ftrppndc/dflt.aspx?GoCTemplateCulture=en-CA | https://www.aeso.ca/market/market-and-system-reporting/annual-market-statistic-reports/
Gen. Availability
| Newly Built Target Electricity Capacity Factors (wind, geothermal, solar PV, solar thermal) | Geothermal Capacity Factors
| Lazard | Cangea
| 2017 | N/A
| Lazard's Levelized Cost of Energy Analysis - Version 11.0 | Phase 2 Consultation Submission to the b.C. Climate Leadership Team
| https://www.lazard.com/perspective/levelized-cost-of-energy-2017/ | https://www.cangea.ca/uploads/3/0/9/7/30973335/cangea_bc_climate_leadership_submission_2016.pdf
| p.16-18 "Levelized Cost of Energy - Key Assumptions | p. 3
Also supported by https://www.ceri.ca/assets/files/Study_168_Full_Report.pdf, page 63
| ​Installed capacity | Total generation
| Alberta Utility Commission | Alberta Utility Commission
| 2018 | 2018
| Installed capacity spreadsheet | Total generation
| http://www.auc.ab.ca/pages/annual-electricity-data.aspx | http://www.auc.ab.ca/pages/annual-electricity-data.aspx
Notes
BECF-pre-ret assumptions
Existing CF are calculated from average CF between 2010 and 2014. See additional notes on the Pre-ret Calculations tab.
BECF-pre-non-ret & BECF-new assumptions
Tweaked the following assumptions developed for the US model (including updated to latest Lazard's LCOE):
For all sources other than nuclear, onshore/offshore wind, geothermal,solar PV, we assume a 10% improvement in the
target capacity factor of new units relative to the observed capacity factor of existing units.
This is meant to account for improvements in efficiency (e.g. heat rate) that are likely to make the unit
more cost-effective to run, and therefore likely to increase the amount it is dispatched.
For onshore/offshore wind, solar PV, geothermal, and solar thermal we take an average of Lazard's projected capacity factors for new units.
These types of plants tend to be limited by resources rather than dispatch cost.
For nuclear, we assume that new plants will operate at the same level of efficiency as existing plants,
as the primary cause for the difference between 100% and the observed capacity factor is due to maintenance
and outages rather than dispatch costs.
Notes for AB:
Since there are no petroleum plants providing power to the grid (and unlikely to be in the future) we set their value to 0
Although yearly capacity factors could be derived from existing modelling, we assume (average) constant capacity factors for the duration of the model run.

## Electricity Capacity
Select Report Version: Canada’s Energy Future 2016
Select Appendices: Electricity Capacity
Select Case: Reference
Select Type: Plant Type
Canada
_ | 2005 | 2006 | 2007 | 2008 | 2009 | 2010 | 2011 | 2012 | 2013 | 2014 | 2015 | 2016 | 2017 | 2018 | 2019 | 2020 | 2021 | 2022 | 2023 | 2024 | 2025 | 2026 | 2027 | 2028 | 2029 | 2030 | 2031 | 2032 | 2033 | 2034 | 2035 | 2036 | 2037 | 2038 | 2039 | 2040
Oil/Gas Combustion Turbine | 6051.35 | 5613.72 | 5839.62 | 6209.37 | 6589.59 | 6874.88 | 7053.72 | 8022.91 | 7484.86 | 7293.72 | 7491.11 | 8182.11 | 8438.99 | 8639.02 | 8839.05 | 8693.47 | 8813.49 | 8863.51 | 8819.53 | 8888.55 | 8890.56 | 8918.89 | 9168.9 | 9258.92 | 9228.13 | 9283.15 | 9618.16 | 9682.18 | 9692.19 | 9752.21 | 9795.18 | 9875.21 | 9895.22 | 9915.23 | 10035.24 | 9915.25
Oil/Gas Steam Turbine | 7273.17 | 7030.89 | 7021.36 | 6856.61 | 4900.08 | 6981.96 | 6284.38 | 6284.38 | 6322.38 | 5982.69 | 6678.69 | 5767.37 | 5767.37 | 5767.37 | 5277.37 | 5277.37 | 5327.37 | 5327.37 | 5327.37 | 5327.37 | 5247.37 | 5247.37 | 5247.37 | 5247.37 | 5247.37 | 5247.37 | 5247.37 | 5148.37 | 5148.37 | 5148.37 | 5148.37 | 5148.37 | 5148.37 | 5148.37 | 5148.37 | 5148.37
Oil/Gas Combined Cycle | 4691.16 | 5585.16 | 5585.16 | 7189.66 | 8828.66 | 9704.66 | 9928.66 | 10113.66 | 10209.66 | 10492.66 | 11292.94 | 11702.76 | 11717.76 | 13546.76 | 13796.76 | 14576.76 | 15126.76 | 16016.76 | 16216.76 | 16316.76 | 16776.76 | 17076.76 | 17033.76 | 19276.76 | 22696.76 | 24356.76 | 24466.76 | 24706.76 | 24946.76 | 25386.76 | 25876.76 | 26116.76 | 26396.76 | 26676.76 | 26906.76 | 27086.76
Coal | 16022.02 | 15938.02 | 16002.02 | 15740.02 | 15793.02 | 13916.02 | 13601.02 | 12680.02 | 12177.02 | 9938.02 | 9943.82 | 9943.82 | 9943.82 | 9943.82 | 9788.82 | 8786.18 | 8636.18 | 8486.18 | 8486.18 | 8486.18 | 8486.18 | 8273.18 | 7463.18 | 5210.8 | 3730.8 | 2433 | 2433 | 2433 | 2433 | 2433 | 2277 | 2277 | 1972 | 1972 | 1817 | 1817
Nuclear | 12805 | 13345 | 13345 | 13345 | 13345 | 13345 | 13345 | 13345 | 14345 | 14273 | 14273 | 14273 | 13338 | 13338 | 13338 | 10353 | 10353 | 9418 | 7658 | 7403 | 7516 | 7516 | 7519 | 9294 | 7650 | 9425 | 9425 | 10265 | 10265 | 11105 | 11105 | 11105 | 11105 | 11105 | 11105 | 11105
Biomass / Geothermal | 1789.09 | 1801.69 | 1801.69 | 1725.69 | 1794.79 | 1859.79 | 1889.29 | 1944.39 | 1975.57 | 2430.66 | 2408.36 | 2941.19 | 3241.46 | 3318.29 | 3389.83 | 3391.49 | 3432.28 | 3463.23 | 3547.27 | 3550.38 | 3592.55 | 3623.76 | 3665.02 | 3716.31 | 3757.61 | 3789.91 | 3831.22 | 3832.55 | 3923.88 | 3965.23 | 4006.59 | 4007.96 | 4059.35 | 4060.74 | 4062.16 | 4063.58
Solar | 16.75 | 20.48 | 25.77 | 32.72 | 94.57 | 281.13 | 419.4 | 647.48 | 1027.63 | 1523.48 | 2135.48 | 2989.34 | 3473.78 | 3959.98 | 4179.71 | 4353.81 | 4478.23 | 4599.81 | 4713.98 | 4825.72 | 5020.25 | 5135.58 | 5167.68 | 5190.84 | 5212.17 | 5286.45 | 5311.78 | 5354.45 | 5388.91 | 5420.88 | 5505.56 | 5540.77 | 5592.71 | 5635.57 | 5676.07 | 5717.3
Wind | 557.37 | 1443.04 | 1823.24 | 2321.14 | 3240.14 | 3800.14 | 5171.34 | 6037.64 | 7683.61 | 9621.89 | 11072.19 | 11905.17 | 12695.18 | 14006.5 | 14835.1 | 15593.66 | 16097.15 | 16706.24 | 17235.38 | 17939.4 | 18775.23 | 19541.91 | 20250.23 | 20929.62 | 21639.91 | 22055.86 | 22117.23 | 22149.48 | 22212.92 | 22347.79 | 22508.8 | 22545.94 | 22584.25 | 22723.77 | 22764.59 | 22831.73
Hydro / Wave / Tidal | 72859.19 | 72749.19 | 73550.19 | 74453.19 | 74735.19 | 75130.19 | 75446.04 | 76501.34 | 75972.64 | 78487.64 | 79312.89 | 80151.26 | 80434.86 | 80919.81 | 81851.19 | 82349.7 | 83038.9 | 83103.96 | 83199.98 | 83257.04 | 84479.53 | 84537.45 | 85717.63 | 86075.94 | 87073.35 | 87431.8 | 88130.12 | 88213.26 | 88331.27 | 88389.19 | 88487.05 | 88544.83 | 88662.55 | 88720.16 | 88817.72 | 88825.22
Newfoundland and Labrador
_ | 2005 | 2006 | 2007 | 2008 | 2009 | 2010 | 2011 | 2012 | 2013 | 2014 | 2015 | 2016 | 2017 | 2018 | 2019 | 2020 | 2021 | 2022 | 2023 | 2024 | 2025 | 2026 | 2027 | 2028 | 2029 | 2030 | 2031 | 2032 | 2033 | 2034 | 2035 | 2036 | 2037 | 2038 | 2039 | 2040
Oil/Gas Combustion Turbine | 371.97 | 371.97 | 371.97 | 371.97 | 335.29 | 335.29 | 335.29 | 335.29 | 335.29 | 349.99 | 349.99 | 349.99 | 455.84 | 455.84 | 455.84 | 455.84 | 455.84 | 455.84 | 455.84 | 455.84 | 455.84 | 455.84 | 455.84 | 395.84 | 395.84 | 395.84 | 515.84 | 515.84 | 515.84 | 515.84 | 515.84 | 515.84 | 515.84 | 515.84 | 515.84 | 515.84
Oil/Gas Steam Turbine | 490 | 490 | 490 | 490 | 490 | 490 | 490 | 490 | 490 | 490 | 490 | 490 | 490 | 490 | 0 | 0 | 0 | 0 | 0 | 0 | 0 | 0 | 0 | 0 | 0 | 0 | 0 | 0 | 0 | 0 | 0 | 0 | 0 | 0 | 0 | 0
Oil/Gas Combined Cycle | 0 | 0 | 0 | 0 | 0 | 0 | 0 | 0 | 0 | 0 | 0 | 0 | 0 | 0 | 0 | 0 | 0 | 0 | 0 | 0 | 0 | 0 | 0 | 0 | 0 | 0 | 0 | 0 | 0 | 0 | 0 | 0 | 0 | 0 | 0 | 0
Coal | 0 | 0 | 0 | 0 | 0 | 0 | 0 | 0 | 0 | 0 | 0 | 0 | 0 | 0 | 0 | 0 | 0 | 0 | 0 | 0 | 0 | 0 | 0 | 0 | 0 | 0 | 0 | 0 | 0 | 0 | 0 | 0 | 0 | 0 | 0 | 0
Biomass / Geothermal | 0 | 0 | 0 | 0 | 0 | 0 | 0 | 0 | 0 | 0 | 0 | 0 | 0 | 0 | 0 | 0 | 0 | 0 | 0 | 0 | 0 | 0 | 0 | 0 | 0 | 0 | 0 | 0 | 0 | 0 | 0 | 0 | 0 | 0 | 0 | 0
Solar | 0 | 0 | 0 | 0 | 0 | 0 | 0 | 0 | 0.02 | 0.02 | 0.02 | 0.02 | 0.05 | 0.06 | 0.07 | 0.08 | 0.11 | 0.15 | 0.2 | 0.26 | 0.34 | 0.43 | 0.53 | 0.65 | 0.78 | 0.92 | 1.09 | 1.26 | 1.45 | 1.66 | 1.9 | 2.15 | 2.41 | 2.7 | 3 | 3.31
Wind | 0 | 0 | 0 | 0 | 54 | 54 | 54.3 | 54.3 | 54.3 | 54.3 | 54.3 | 54.71 | 54.81 | 54.9 | 55.02 | 55.17 | 55.35 | 55.53 | 55.73 | 55.95 | 56.2 | 56.48 | 56.77 | 57.08 | 57.41 | 57.74 | 58.09 | 58.44 | 58.81 | 59.23 | 59.66 | 60.12 | 60.6 | 61.09 | 61.62 | 62.17
Hydro / Wave / Tidal | 6780.06 | 6780.06 | 6780.06 | 6780.06 | 6780.06 | 6780.06 | 6783.06 | 6783.06 | 6783.06 | 6783.06 | 6783.06 | 6783.06 | 6783.06 | 6783.18 | 7607.21 | 7607.24 | 7607.27 | 7607.31 | 7607.36 | 7607.4 | 7607.45 | 7607.51 | 7607.57 | 7607.63 | 7607.7 | 7607.77 | 7607.84 | 7607.91 | 7607.98 | 7608.06 | 7608.13 | 7608.21 | 7608.3 | 7608.38 | 7608.47 | 7608.56
Prince Edward Island
_ | 2005 | 2006 | 2007 | 2008 | 2009 | 2010 | 2011 | 2012 | 2013 | 2014 | 2015 | 2016 | 2017 | 2018 | 2019 | 2020 | 2021 | 2022 | 2023 | 2024 | 2025 | 2026 | 2027 | 2028 | 2029 | 2030 | 2031 | 2032 | 2033 | 2034 | 2035 | 2036 | 2037 | 2038 | 2039 | 2040
Oil/Gas Combustion Turbine | 94 | 94 | 94 | 94 | 92.9 | 95.45 | 95.45 | 95.45 | 95.45 | 95.45 | 95.45 | 95.45 | 95.45 | 95.45 | 95.45 | 95.45 | 95.45 | 95.45 | 95.45 | 95.45 | 95.45 | 95.45 | 95.45 | 95.45 | 95.45 | 95.45 | 95.45 | 95.45 | 95.45 | 95.45 | 95.45 | 95.45 | 95.45 | 95.45 | 95.45 | 95.45
Oil/Gas Steam Turbine | 65 | 65 | 65 | 65 | 65 | 65 | 65 | 65 | 65 | 65 | 65 | 65 | 65 | 65 | 65 | 65 | 65 | 65 | 65 | 65 | 65 | 65 | 65 | 65 | 65 | 65 | 65 | 65 | 65 | 65 | 65 | 65 | 65 | 65 | 65 | 65
Oil/Gas Combined Cycle | 0 | 0 | 0 | 0 | 0 | 0 | 0 | 0 | 0 | 0 | 0 | 0 | 0 | 0 | 0 | 0 | 0 | 0 | 0 | 0 | 0 | 0 | 0 | 0 | 0 | 0 | 0 | 0 | 0 | 0 | 0 | 0 | 0 | 0 | 0 | 0
Coal | 0 | 0 | 0 | 0 | 0 | 0 | 0 | 0 | 0 | 0 | 0 | 0 | 0 | 0 | 0 | 0 | 0 | 0 | 0 | 0 | 0 | 0 | 0 | 0 | 0 | 0 | 0 | 0 | 0 | 0 | 0 | 0 | 0 | 0 | 0 | 0
Nuclear | 0 | 0 | 0 | 0 | 0 | 0 | 0 | 0 | 0 | 0 | 0 | 0 | 0 | 0 | 0 | 0 | 0 | 0 | 0 | 0 | 0 | 0 | 0 | 0 | 0 | 0 | 0 | 0 | 0 | 0 | 0 | 0 | 0 | 0 | 0 | 0
Biomass / Geothermal | 2.1 | 2.1 | 2.1 | 2.1 | 2.1 | 2.1 | 2.1 | 2.1 | 2.1 | 2.1 | 2.1 | 2.1 | 2.1 | 2.1 | 2.1 | 2.1 | 2.1 | 2.1 | 2.11 | 2.11 | 2.11 | 2.11 | 2.11 | 2.11 | 2.11 | 2.11 | 2.12 | 2.12 | 2.12 | 2.12 | 2.12 | 2.12 | 2.13 | 2.13 | 2.13 | 2.13
Solar | 0 | 0 | 0 | 0 | 0 | 0 | 0 | 0 | 0 | 0 | 0 | 0 | 0.01 | 0.01 | 0.01 | 0.01 | 0.01 | 0.02 | 0.03 | 0.05 | 0.06 | 0.08 | 0.1 | 0.13 | 0.16 | 0.19 | 0.23 | 0.28 | 0.32 | 0.38 | 0.43 | 0.49 | 0.56 | 0.63 | 0.7 | 0.78
Wind | 13 | 13 | 72 | 72 | 151 | 163 | 163 | 163 | 173 | 203.28 | 203.28 | 203.28 | 203.28 | 203.28 | 203.28 | 233.28 | 233.28 | 233.28 | 233.28 | 233.28 | 263.28 | 263.28 | 263.28 | 263.28 | 263.28 | 293.28 | 293.28 | 293.28 | 293.28 | 293.28 | 293.28 | 293.28 | 293.28 | 293.28 | 293.28 | 293.28
Hydro / Wave / Tidal | 0 | 0 | 0 | 0 | 0 | 0 | 0 | 0 | 0 | 0 | 0 | 0 | 0 | 0 | 0 | 0 | 0 | 0 | 0 | 0 | 0 | 0 | 0 | 0 | 0 | 0 | 0 | 0 | 0 | 0 | 0 | 0 | 0 | 0 | 0 | 0
Nova Scotia
_ | 2005 | 2006 | 2007 | 2008 | 2009 | 2010 | 2011 | 2012 | 2013 | 2014 | 2015 | 2016 | 2017 | 2018 | 2019 | 2020 | 2021 | 2022 | 2023 | 2024 | 2025 | 2026 | 2027 | 2028 | 2029 | 2030 | 2031 | 2032 | 2033 | 2034 | 2035 | 2036 | 2037 | 2038 | 2039 | 2040
Oil/Gas Combustion Turbine | 320.3 | 320.3 | 320.3 | 320.3 | 320.3 | 320.3 | 222.3 | 222.3 | 222.3 | 222.3 | 222.3 | 222.3 | 222.3 | 222.3 | 222.3 | 222.3 | 222.3 | 222.3 | 222.3 | 222.3 | 222.3 | 222.3 | 222.3 | 222.3 | 222.3 | 222.3 | 222.3 | 222.3 | 222.3 | 222.3 | 222.3 | 222.3 | 222.3 | 222.3 | 222.3 | 222.3
Oil/Gas Steam Turbine | 332 | 332 | 332 | 332 | 332 | 332 | 332 | 332 | 332 | 332 | 332 | 332 | 332 | 332 | 332 | 332 | 332 | 332 | 332 | 332 | 252 | 252 | 252 | 252 | 252 | 252 | 252 | 153 | 153 | 153 | 153 | 153 | 153 | 153 | 153 | 153
Oil/Gas Combined Cycle | 0 | 0 | 0 | 0 | 0 | 0 | 150 | 150 | 150 | 150 | 150 | 150 | 150 | 150 | 150 | 150 | 150 | 150 | 150 | 150 | 150 | 350 | 350 | 350 | 550 | 550 | 550 | 550 | 550 | 750 | 800 | 800 | 800 | 800 | 850 | 850
Coal | 1288 | 1288 | 1288 | 1288 | 1288 | 1288 | 1288 | 1288 | 1288 | 1288 | 1288 | 1288 | 1288 | 1288 | 1133 | 1133 | 1133 | 1133 | 1133 | 1133 | 1133 | 1133 | 1133 | 1133 | 1133 | 1133 | 1133 | 1133 | 1133 | 1133 | 977 | 977 | 977 | 977 | 822 | 822
Nuclear | 0 | 0 | 0 | 0 | 0 | 0 | 0 | 0 | 0 | 0 | 0 | 0 | 0 | 0 | 0 | 0 | 0 | 0 | 0 | 0 | 0 | 0 | 0 | 0 | 0 | 0 | 0 | 0 | 0 | 0 | 0 | 0 | 0 | 0 | 0 | 0
Biomass / Geothermal | 68.62 | 66.12 | 66.12 | 66.12 | 66.12 | 66.12 | 66.12 | 66.12 | 66.12 | 112.56 | 112.56 | 112.58 | 112.59 | 112.59 | 112.6 | 112.61 | 112.62 | 112.63 | 112.64 | 112.65 | 112.66 | 112.68 | 112.7 | 112.71 | 112.73 | 112.75 | 112.77 | 112.79 | 112.81 | 112.83 | 112.85 | 112.87 | 112.89 | 112.92 | 112.94 | 112.96
Solar | 0 | 0 | 0 | 0 | 0 | 0 | 0 | 0 | 0.37 | 0.37 | 0.37 | 0.37 | 0.41 | 0.42 | 0.43 | 0.45 | 0.49 | 0.54 | 0.63 | 0.73 | 0.85 | 1 | 1.16 | 1.36 | 1.57 | 1.82 | 2.1 | 2.41 | 2.78 | 3.17 | 3.59 | 4.02 | 4.48 | 5 | 5.54 | 6.11
Wind | 34.7 | 37.1 | 42.3 | 43.2 | 43.2 | 122.2 | 216.6 | 320.2 | 326.17 | 328.17 | 443.97 | 505.94 | 506.08 | 506.21 | 506.37 | 531.57 | 531.81 | 532.09 | 532.42 | 532.79 | 558.2 | 558.64 | 559.13 | 559.63 | 560.19 | 585.76 | 585.76 | 585.76 | 585.76 | 585.76 | 610.76 | 610.76 | 610.76 | 610.76 | 610.76 | 635.76
Hydro / Wave / Tidal | 401.2 | 401.2 | 401.2 | 401.2 | 401.2 | 401.2 | 401.2 | 401.2 | 401.2 | 388.2 | 392.2 | 392.2 | 392.2 | 392.36 | 392.4 | 438.43 | 438.48 | 438.53 | 438.6 | 438.67 | 438.75 | 438.84 | 438.94 | 439.04 | 439.15 | 439.26 | 439.38 | 439.5 | 439.63 | 439.76 | 439.9 | 440.04 | 440.18 | 440.33 | 440.48 | 440.64
New Brunswick
_ | 2005 | 2006 | 2007 | 2008 | 2009 | 2010 | 2011 | 2012 | 2013 | 2014 | 2015 | 2016 | 2017 | 2018 | 2019 | 2020 | 2021 | 2022 | 2023 | 2024 | 2025 | 2026 | 2027 | 2028 | 2029 | 2030 | 2031 | 2032 | 2033 | 2034 | 2035 | 2036 | 2037 | 2038 | 2039 | 2040
Oil/Gas Combustion Turbine | 633.04 | 633.04 | 633.04 | 633.04 | 633.04 | 633.04 | 633.04 | 633.04 | 633.04 | 633.04 | 633.04 | 633.04 | 633.04 | 633.04 | 633.04 | 633.04 | 633.04 | 633.04 | 633.04 | 633.04 | 633.04 | 604.34 | 604.34 | 704.34 | 704.34 | 704.34 | 704.34 | 704.34 | 704.34 | 704.34 | 704.34 | 704.34 | 704.34 | 704.34 | 704.34 | 514.34
Oil/Gas Steam Turbine | 1055 | 1055 | 1055 | 1055 | 1050 | 996 | 1050 | 1050 | 1050 | 1050 | 1050 | 1050 | 1050 | 1050 | 1050 | 1050 | 1050 | 1050 | 1050 | 1050 | 1050 | 1050 | 1050 | 1050 | 1050 | 1050 | 1050 | 1050 | 1050 | 1050 | 1050 | 1050 | 1050 | 1050 | 1050 | 1050
Oil/Gas Combined Cycle | 245 | 245 | 245 | 245 | 260 | 260 | 260 | 260 | 260 | 260 | 260 | 260 | 260 | 260 | 260 | 260 | 260 | 260 | 260 | 260 | 260 | 260 | 0 | 0 | 0 | 0 | 0 | 0 | 0 | 0 | 0 | 0 | 0 | 0 | 0 | 0
Coal | 541 | 541 | 541 | 541 | 541 | 490 | 490 | 490 | 490 | 490 | 490 | 490 | 490 | 490 | 490 | 490 | 490 | 490 | 490 | 490 | 490 | 490 | 490 | 490 | 490 | 490 | 490 | 490 | 490 | 490 | 490 | 490 | 490 | 490 | 490 | 490
Nuclear | 680 | 680 | 680 | 680 | 680 | 680 | 680 | 680 | 705 | 705 | 705 | 705 | 705 | 705 | 705 | 705 | 705 | 705 | 705 | 705 | 705 | 705 | 705 | 705 | 705 | 705 | 705 | 705 | 705 | 705 | 705 | 705 | 705 | 705 | 705 | 705
Biomass / Geothermal | 127.37 | 127.37 | 127.37 | 127.37 | 127.37 | 127.37 | 127.37 | 127.37 | 127.37 | 127.37 | 127.37 | 127.37 | 127.38 | 127.4 | 127.41 | 127.43 | 127.45 | 127.48 | 127.5 | 127.54 | 127.57 | 127.6 | 127.64 | 127.68 | 127.72 | 127.76 | 127.8 | 127.84 | 127.88 | 127.92 | 127.97 | 128.01 | 128.05 | 128.1 | 128.15 | 128.2
Solar | 0 | 0 | 0 | 0 | 0 | 0 | 0 | 0 | 0.16 | 0.16 | 0.16 | 0.16 | 0.3 | 0.33 | 0.36 | 0.41 | 0.49 | 0.62 | 0.83 | 1.08 | 31.38 | 31.72 | 32.12 | 32.57 | 33.08 | 33.65 | 34.23 | 34.9 | 35.64 | 36.43 | 37.27 | 38.17 | 39.12 | 40.13 | 41.2 | 42.32
Wind | 0 | 0 | 0 | 96 | 195 | 249 | 294 | 294 | 294 | 294 | 294 | 295.63 | 295.99 | 296.31 | 296.73 | 332.21 | 332.79 | 333.48 | 334.27 | 335.16 | 336.13 | 337.19 | 338.32 | 339.53 | 340.77 | 371.99 | 373.29 | 374.64 | 376.06 | 377.55 | 379.1 | 380.72 | 382.42 | 384.2 | 386.05 | 387.99
Hydro / Wave / Tidal | 948.95 | 948.95 | 948.95 | 948.95 | 948.95 | 948.95 | 956.8 | 956.8 | 956.8 | 956.8 | 956.8 | 956.8 | 956.8 | 957.28 | 957.39 | 957.48 | 957.59 | 957.71 | 957.86 | 958.03 | 958.22 | 958.43 | 958.65 | 958.88 | 959.13 | 959.38 | 959.63 | 959.87 | 960.12 | 960.37 | 960.62 | 960.88 | 961.15 | 961.41 | 961.68 | 961.96
Quebec
_ | 2005 | 2006 | 2007 | 2008 | 2009 | 2010 | 2011 | 2012 | 2013 | 2014 | 2015 | 2016 | 2017 | 2018 | 2019 | 2020 | 2021 | 2022 | 2023 | 2024 | 2025 | 2026 | 2027 | 2028 | 2029 | 2030 | 2031 | 2032 | 2033 | 2034 | 2035 | 2036 | 2037 | 2038 | 2039 | 2040
Oil/Gas Combustion Turbine | 965.97 | 915.38 | 1036.38 | 1004.38 | 1004.38 | 873.38 | 1038.09 | 1346.25 | 877.25 | 446.17 | 284.17 | 284.17 | 284.17 | 284.17 | 284.17 | 284.17 | 284.17 | 284.17 | 284.17 | 284.17 | 284.17 | 284.17 | 284.17 | 284.17 | 284.17 | 284.17 | 284.17 | 284.17 | 284.17 | 284.17 | 217.13 | 217.13 | 217.13 | 217.13 | 217.13 | 217.13
Oil/Gas Steam Turbine | 659.71 | 659.71 | 659.71 | 659.71 | 659.71 | 659.71 | 0 | 0 | 0 | 0 | 0 | 0 | 0 | 0 | 0 | 0 | 0 | 0 | 0 | 0 | 0 | 0 | 0 | 0 | 0 | 0 | 0 | 0 | 0 | 0 | 0 | 0 | 0 | 0 | 0 | 0
Oil/Gas Combined Cycle | 0 | 560 | 560 | 560 | 560 | 560 | 560 | 560 | 560 | 560 | 560 | 560 | 560 | 560 | 560 | 560 | 560 | 560 | 560 | 560 | 560 | 560 | 560 | 560 | 560 | 560 | 560 | 560 | 560 | 560 | 560 | 560 | 560 | 560 | 560 | 560
Coal | 0 | 0 | 0 | 0 | 0 | 0 | 0 | 0 | 0 | 0 | 0 | 0 | 0 | 0 | 0 | 0 | 0 | 0 | 0 | 0 | 0 | 0 | 0 | 0 | 0 | 0 | 0 | 0 | 0 | 0 | 0 | 0 | 0 | 0 | 0 | 0
Nuclear | 675 | 675 | 675 | 675 | 675 | 675 | 675 | 675 | 0 | 0 | 0 | 0 | 0 | 0 | 0 | 0 | 0 | 0 | 0 | 0 | 0 | 0 | 0 | 0 | 0 | 0 | 0 | 0 | 0 | 0 | 0 | 0 | 0 | 0 | 0 | 0
Biomass / Geothermal | 278 | 278 | 278 | 230 | 230 | 230 | 240 | 240 | 240 | 240 | 245 | 290.68 | 345.72 | 372.35 | 402.67 | 403.07 | 403.57 | 434.2 | 434.88 | 435.6 | 436.37 | 467.17 | 467.99 | 468.83 | 469.67 | 500.51 | 501.36 | 502.21 | 503.07 | 543.95 | 544.83 | 545.73 | 546.63 | 547.54 | 548.47 | 549.4
Solar | 0 | 0 | 0 | 0 | 0 | 0 | 0 | 0 | 0.3 | 0.3 | 0.3 | 0.3 | 1.66 | 1.95 | 2.29 | 3.37 | 5.14 | 8.15 | 13.3 | 19.33 | 26.33 | 34.27 | 43.18 | 53.17 | 64.17 | 76.19 | 89.24 | 103.59 | 119.28 | 135.79 | 153.27 | 171.56 | 190.74 | 210.9 | 231.88 | 253.75
Wind | 207 | 317 | 417 | 527 | 660 | 664 | 923 | 1354 | 2404 | 2865 | 3262 | 3790.07 | 4216.45 | 4615.39 | 4823.71 | 4934.15 | 4947.59 | 4964.65 | 4983.5 | 5004.19 | 5126.4 | 5149.9 | 5174.73 | 5200.44 | 5226.85 | 5353.76 | 5381.51 | 5409.94 | 5439.36 | 5470 | 5601.59 | 5634.12 | 5667.73 | 5702.42 | 5738.28 | 5775.31
Hydro / Wave / Tidal | 36473 | 36686 | 37440 | 38265 | 38414 | 38426 | 38184 | 39217 | 38433 | 40034 | 40212 | 40430.77 | 40452.77 | 40881.81 | 40882.87 | 40883.78 | 41130.99 | 41133.67 | 41136.99 | 41141.04 | 41145.33 | 41149.83 | 41154.44 | 41459.1 | 41463.78 | 41768.4 | 42372.92 | 42377.31 | 42381.62 | 42385.84 | 42390 | 42394.14 | 42398.22 | 42402.23 | 42406.19 | 42410.11
Ontario
_ | 2005 | 2006 | 2007 | 2008 | 2009 | 2010 | 2011 | 2012 | 2013 | 2014 | 2015 | 2016 | 2017 | 2018 | 2019 | 2020 | 2021 | 2022 | 2023 | 2024 | 2025 | 2026 | 2027 | 2028 | 2029 | 2030 | 2031 | 2032 | 2033 | 2034 | 2035 | 2036 | 2037 | 2038 | 2039 | 2040
Oil/Gas Combustion Turbine | 589.77 | 587.17 | 594.87 | 594.62 | 690.62 | 824.13 | 824.13 | 1217.13 | 1217.13 | 1218.26 | 1218.26 | 1218.26 | 1218.26 | 1218.26 | 1218.26 | 1218.26 | 1218.26 | 1218.26 | 1218.26 | 1218.26 | 1218.26 | 1218.26 | 1218.26 | 1218.26 | 1218.26 | 1218.26 | 1218.26 | 1218.26 | 1218.26 | 1218.26 | 1218.26 | 1218.26 | 1218.26 | 1218.26 | 1218.26 | 1218.26
Oil/Gas Steam Turbine | 2536.53 | 2294.81 | 2285.28 | 2120.53 | 169 | 2450.88 | 2434.01 | 2434.02 | 2472.01 | 2107.32 | 2719.32 | 2758 | 2758 | 2758 | 2758 | 2758 | 2758 | 2758 | 2758 | 2758 | 2758 | 2758 | 2758 | 2758 | 2758 | 2758 | 2758 | 2758 | 2758 | 2758 | 2758 | 2758 | 2758 | 2758 | 2758 | 2758
Oil/Gas Combined Cycle | 1816.66 | 2150.66 | 2150.66 | 3755.16 | 5276.16 | 5975.16 | 6004.16 | 6004.16 | 6004.16 | 6004.16 | 6004.16 | 6004.16 | 6004.16 | 7193.16 | 7193.16 | 7193.16 | 7193.16 | 7193.16 | 7193.16 | 7193.16 | 7193.16 | 7193.16 | 7193.16 | 7993.16 | 7993.16 | 7993.16 | 7993.16 | 7993.16 | 7993.16 | 7993.16 | 7993.16 | 7993.16 | 7993.16 | 7993.16 | 7993.16 | 7993.16
Coal | 6437 | 6329 | 6339 | 6077 | 6077 | 4487 | 4275 | 3296 | 2291 | 153 | 0 | 0 | 0 | 0 | 0 | 0 | 0 | 0 | 0 | 0 | 0 | 0 | 0 | 0 | 0 | 0 | 0 | 0 | 0 | 0 | 0 | 0 | 0 | 0 | 0 | 0
Nuclear | 11450 | 11990 | 11990 | 11990 | 11990 | 11990 | 11990 | 11990 | 13640 | 13568 | 13568 | 13568 | 12633 | 12633 | 12633 | 9648 | 9648 | 8713 | 6953 | 6698 | 6811 | 6811 | 6814 | 8589 | 6945 | 8720 | 8720 | 9560 | 9560 | 10400 | 10400 | 10400 | 10400 | 10400 | 10400 | 10400
Biomass / Geothermal | 209 | 176 | 176 | 148 | 207 | 207 | 207 | 207 | 207 | 592 | 574 | 1098.28 | 1098.28 | 1098.28 | 1098.28 | 1098.28 | 1098.28 | 1098.28 | 1098.28 | 1098.28 | 1098.28 | 1098.28 | 1098.28 | 1098.28 | 1098.28 | 1098.28 | 1098.28 | 1098.28 | 1098.28 | 1098.28 | 1098.28 | 1098.28 | 1098.28 | 1098.28 | 1098.28 | 1098.28
Solar | 16.75 | 20.48 | 25.77 | 32.72 | 94.57 | 281.13 | 419.4 | 645.3 | 1018.7 | 1509.4 | 2119 | 2971.46 | 3451.46 | 3931.46 | 4131.46 | 4231.46 | 4331.46 | 4431.46 | 4531.46 | 4631.46 | 4731.46 | 4831.46 | 4831.46 | 4831.46 | 4831.46 | 4831.46 | 4831.46 | 4831.46 | 4831.46 | 4831.46 | 4831.46 | 4831.46 | 4831.46 | 4831.46 | 4831.46 | 4831.46
Wind | 15 | 414 | 491 | 782 | 1168 | 1447 | 1970 | 2053 | 2491 | 3490 | 4374 | 4509.75 | 4509.75 | 5009.75 | 5409.75 | 5509.75 | 5609.75 | 5709.75 | 5809.75 | 5909.75 | 6009.75 | 6109.75 | 6209.75 | 6309.75 | 6409.75 | 6409.75 | 6409.75 | 6409.75 | 6409.75 | 6409.75 | 6409.75 | 6409.75 | 6409.75 | 6409.75 | 6409.75 | 6409.75
Hydro / Wave / Tidal | 8505 | 8410 | 8410 | 8416 | 8424 | 8463 | 8524 | 8524 | 8565 | 8972 | 8768 | 9211.88 | 9276.88 | 9276.88 | 9316.88 | 9316.88 | 9356.88 | 9356.88 | 9396.88 | 9396.88 | 9436.88 | 9436.88 | 9476.88 | 9476.88 | 9516.88 | 9516.88 | 9556.88 | 9556.88 | 9616.88 | 9616.88 | 9656.88 | 9656.88 | 9716.88 | 9716.88 | 9756.88 | 9756.88
Manitoba
_ | 2005 | 2006 | 2007 | 2008 | 2009 | 2010 | 2011 | 2012 | 2013 | 2014 | 2015 | 2016 | 2017 | 2018 | 2019 | 2020 | 2021 | 2022 | 2023 | 2024 | 2025 | 2026 | 2027 | 2028 | 2029 | 2030 | 2031 | 2032 | 2033 | 2034 | 2035 | 2036 | 2037 | 2038 | 2039 | 2040
Oil/Gas Combustion Turbine | 272.61 | 272.61 | 272.61 | 272.61 | 272.61 | 272.61 | 275.74 | 256.77 | 256.87 | 247.5 | 247.5 | 247.5 | 247.5 | 247.5 | 247.5 | 247.5 | 247.5 | 247.5 | 247.5 | 247.5 | 247.5 | 247.5 | 247.5 | 247.5 | 247.5 | 247.5 | 247.5 | 247.5 | 247.5 | 247.5 | 247.5 | 247.5 | 247.5 | 247.5 | 247.5 | 247.5
Oil/Gas Steam Turbine | 127.77 | 127.77 | 127.77 | 127.77 | 127.77 | 127.77 | 127.77 | 127.77 | 127.77 | 127.77 | 127.77 | 127.77 | 127.77 | 127.77 | 127.77 | 127.77 | 127.77 | 127.77 | 127.77 | 127.77 | 127.77 | 127.77 | 127.77 | 127.77 | 127.77 | 127.77 | 127.77 | 127.77 | 127.77 | 127.77 | 127.77 | 127.77 | 127.77 | 127.77 | 127.77 | 127.77
Oil/Gas Combined Cycle | 0 | 0 | 0 | 0 | 0 | 0 | 0 | 0 | 0 | 0 | 0 | 0 | 0 | 50 | 50 | 100 | 100 | 100 | 100 | 100 | 100 | 100 | 100 | 100 | 100 | 100 | 100 | 100 | 100 | 100 | 100 | 100 | 100 | 100 | 100 | 100
Coal | 97.64 | 97.64 | 97.64 | 97.64 | 97.64 | 97.64 | 97.64 | 97.64 | 97.64 | 97.64 | 97.64 | 97.64 | 97.64 | 97.64 | 97.64 | 0 | 0 | 0 | 0 | 0 | 0 | 0 | 0 | 0 | 0 | 0 | 0 | 0 | 0 | 0 | 0 | 0 | 0 | 0 | 0 | 0
Nuclear | 0 | 0 | 0 | 0 | 0 | 0 | 0 | 0 | 0 | 0 | 0 | 0 | 0 | 0 | 0 | 0 | 0 | 0 | 0 | 0 | 0 | 0 | 0 | 0 | 0 | 0 | 0 | 0 | 0 | 0 | 0 | 0 | 0 | 0 | 0 | 0
Nuclear | 0 | 0 | 0 | 0 | 0 | 0 | 0 | 0 | 0 | 0 | 0 | 0 | 0 | 0 | 0 | 0 | 0 | 0 | 0 | 0 | 0 | 0 | 0 | 0 | 0 | 0 | 0 | 0 | 0 | 0 | 0 | 0 | 0 | 0 | 0 | 0
Biomass / Geothermal | 22 | 22 | 22 | 22 | 22 | 22 | 22 | 22 | 22 | 22 | 22 | 22.04 | 22.04 | 22.05 | 22.06 | 22.07 | 22.09 | 22.11 | 22.13 | 22.15 | 22.18 | 22.21 | 22.24 | 22.27 | 22.3 | 22.34 | 22.37 | 22.42 | 22.46 | 22.5 | 22.55 | 22.6 | 22.64 | 22.69 | 22.74 | 22.8
Solar | 0 | 0 | 0 | 0 | 0 | 0 | 0 | 0 | 1 | 2 | 3 | 4 | 5.07 | 6.09 | 7.11 | 8.14 | 9.19 | 10.28 | 11.42 | 12.61 | 13.84 | 15.12 | 16.43 | 17.8 | 19.21 | 20.68 | 22.24 | 23.87 | 25.65 | 27.49 | 29.38 | 31.33 | 33.34 | 35.43 | 37.57 | 38.79
Wind | 20 | 103.95 | 103.95 | 103.95 | 103.95 | 103.95 | 241.95 | 258.45 | 258.45 | 258.45 | 258.45 | 259.29 | 259.52 | 259.71 | 259.98 | 260.29 | 290.69 | 321.16 | 321.75 | 352.44 | 353.22 | 444.06 | 474.99 | 475.97 | 507 | 508.17 | 539.39 | 540.83 | 572.33 | 573.91 | 575.57 | 577.31 | 579.13 | 581.05 | 583.05 | 585.15
Hydro / Wave / Tidal | 5037.79 | 5037.79 | 5037.79 | 5037.79 | 5037.79 | 5037.79 | 5037.79 | 5037.79 | 5238.79 | 5238.79 | 5238.79 | 5238.79 | 5238.79 | 5239.04 | 5239.1 | 5639.16 | 5939.23 | 5939.31 | 5939.41 | 5939.54 | 5939.68 | 5939.85 | 6534.03 | 6534.22 | 7425.43 | 7425.64 | 7425.86 | 7426.1 | 7426.35 | 7426.63 | 7426.91 | 7427.21 | 7427.51 | 7427.81 | 7428.12 | 7428.44
Alberta
_ | 2005 | 2006 | 2007 | 2008 | 2009 | 2010 | 2011 | 2012 | 2013 | 2014 | 2015 | 2016 | 2017 | 2018 | 2019 | 2020 | 2021 | 2022 | 2023 | 2024 | 2025 | 2026 | 2027 | 2028 | 2029 | 2030 | 2031 | 2032 | 2033 | 2034 | 2035 | 2036 | 2037 | 2038 | 2039 | 2040
Oil/Gas Combustion Turbine | 2770.17 | 2232.83 | 2232.83 | 2615.9 | 2946.4 | 3081.4 | 3122.9 | 3307.9 | 3477.9 | 3492.9 | 3577.9 | 3759.9 | 4234.9 | 4874.9 | 4874.9 | 5074.9 | 5174.9 | 5174.9 | 5274.9 | 5374.9 | 5574.9 | 5574.9 | 5574.9 | 5674.9 | 5774.9 | 5974.9 | 6074.9 | 6074.9 | 6174.9 | 6174.9 | 6474.9 | 6474.9 | 6574.9 | 6574.9 | 6674.9 | 6674.9
Oil/Gas Steam Turbine | 707.21 | 706.65 | 706.65 | 706.65 | 706.65 | 560.65 | 485.65 | 485.65 | 485.65 | 485.65 | 585.65 | 585.65 | 585.65 | 585.65 | 585.65 | 585.65 | 585.65 | 585.65 | 585.65 | 585.65 | 585.65 | 585.65 | 585.65 | 585.65 | 585.65 | 585.65 | 585.65 | 585.65 | 585.65 | 585.65 | 585.65 | 585.65 | 585.65 | 585.65 | 585.65 | 585.65
Oil/Gas Combined Cycle | 1872.5 | 1872.5 | 1872.5 | 1872.5 | 1975.5 | 2152.5 | 2218.5 | 2403.5 | 2500.31 | 2508.31 | 3578.31 | 4663.31 | 5108.31 | 5776.31 | 5776.31 | 6176.31 | 6476.31 | 6476.31 | 6976.31 | 7476.31 | 7476.31 | 7976.31 | 8476.31 | 8476.31 | 8976.31 | 9476.31 | 9476.31 | 9976.31 | 10476.31 | 10476.31 | 10976.31 | 11476.31 | 11476.31 | 11976.31 | 11976.31 | 11976.31
Coal | 6391.3 | 6391.3 | 6391.3 | 6391.3 | 6391.3 | 6391.3 | 5941.3 | 5941.3 | 5941.3 | 6541.3 | 6541.3 | 6727.1 | 6727.1 | 6727.1 | 6272.1 | 5822.1 | 5822.1 | 5822.1 | 5822.1 | 5822.1 | 5664.1 | 5289.1 | 4854.1 | 4449.1 | 3176.8 | 3176.8 | 3176.8 | 3176.8 | 3176.8 | 3576.8 | 3576.8 | 3576.8 | 3576.8 | 3576.8 | 3576.8 | 3576.8
Nuclear | 0 | 0 | 0 | 0 | 0 | 0 | 0 | 0 | 0 | 0 | 0 | 0 | 0 | 0 | 0 | 0 | 0 | 0 | 0 | 0 | 0 | 0 | 0 | 0 | 0 | 0 | 0 | 0 | 0 | 0 | 0 | 0 | 0 | 0 | 0 | 0
Biomass / Geothermal | 177.37 | 177.37 | 177.37 | 177.37 | 177.37 | 177.37 | 177.37 | 225.37 | 220.87 | 234.87 | 234.87 | 275.87 | 275.87 | 325.87 | 325.87 | 325.87 | 325.87 | 325.87 | 375.87 | 375.87 | 375.87 | 375.87 | 375.87 | 425.87 | 425.87 | 425.87 | 425.87 | 425.87 | 475.87 | 475.87 | 475.87 | 475.87 | 475.87 | 475.87 | 475.87 | 475.87
Solar | 0 | 0 | 0 | 0 | 0 | 0 | 0 | 2.18 | 4.47 | 4.47 | 4.47 | 4.47 | 4.47 | 4.47 | 4.47 | 54.47 | 54.47 | 54.47 | 54.47 | 54.47 | 104.47 | 104.47 | 104.47 | 104.47 | 104.47 | 154.47 | 154.47 | 154.47 | 154.47 | 154.47 | 204.47 | 204.47 | 204.47 | 204.47 | 204.47 | 204.47
Wind | 275.42 | 384.92 | 515.37 | 515.37 | 581.37 | 797.37 | 806.37 | 1044.37 | 1120.37 | 1420.37 | 1466.37 | 1652.37 | 1875.37 | 2029.37 | 2243.37 | 2276.37 | 2309.37 | 2342.37 | 2375.37 | 2408.37 | 2441.37 | 2474.37 | 2507.37 | 2540.37 | 2573.37 | 2606.37 | 2639.37 | 2672.37 | 2705.37 | 2738.37 | 2743.37 | 2743.37 | 2743.37 | 2743.37 | 2743.37 | 2743.37
Hydro / Wave / Tidal | 874.35 | 874.35 | 874.35 | 874.35 | 874.35 | 874.35 | 874.35 | 874.35 | 874.35 | 874.35 | 874.35 | 874.35 | 874.35 | 874.35 | 874.35 | 874.35 | 874.35 | 874.35 | 874.35 | 874.35 | 874.35 | 874.35 | 874.35 | 874.35 | 874.35 | 874.35 | 874.35 | 874.35 | 874.35 | 874.35 | 874.35 | 874.35 | 874.35 | 874.35 | 874.35 | 874.35
British Columbia
_ | 2005 | 2006 | 2007 | 2008 | 2009 | 2010 | 2011 | 2012 | 2013 | 2014 | 2015 | 2016 | 2017 | 2018 | 2019 | 2020 | 2021 | 2022 | 2023 | 2024 | 2025 | 2026 | 2027 | 2028 | 2029 | 2030 | 2031 | 2032 | 2033 | 2034 | 2035 | 2036 | 2037 | 2038 | 2039 | 2040
Oil/Gas Combustion Turbine | 65.46 | 164.46 | 164.46 | 164.46 | 164.46 | 148.96 | 194.96 | 148.96 | 195.66 | 195.66 | 194.66 | 319.17 | 319.17 | 319.17 | 319.17 | 319.17 | 319.17 | 319.17 | 319.17 | 319.18 | 319.17 | 329.17 | 329.17 | 329.17 | 329.17 | 329.17 | 329.17 | 329.17 | 329.18 | 329.17 | 329.17 | 339.18 | 339.18 | 339.17 | 339.17 | 339.18
Oil/Gas Steam Turbine | 1031.5 | 1031.5 | 1031.5 | 1031.5 | 1031.5 | 1031.5 | 1031.5 | 1031.5 | 1031.5 | 1031.5 | 1031.5 | 81.5 | 81.5 | 81.5 | 81.5 | 81.5 | 81.5 | 81.5 | 81.5 | 81.5 | 81.5 | 81.5 | 81.5 | 81.5 | 81.5 | 81.5 | 81.5 | 81.5 | 81.5 | 81.5 | 81.5 | 81.5 | 81.5 | 81.5 | 81.5 | 81.5
Oil/Gas Combined Cycle | 275 | 275 | 275 | 275 | 275 | 275 | 275 | 275 | 275 | 275 | 275 | 275 | 275 | 275 | 275 | 275 | 375 | 375 | 475 | 475 | 475 | 475 | 475 | 475 | 475 | 475 | 485 | 485 | 485 | 485 | 485 | 485 | 485 | 485 | 485 | 485
Coal | 0 | 0 | 0 | 0 | 0 | 0 | 0 | 0 | 0 | 0 | 0 | 0 | 0 | 0 | 0 | 0 | 0 | 0 | 0 | 0 | 0 | 0 | 0 | 0 | 0 | 0 | 0 | 0 | 0 | 0 | 0 | 0 | 0 | 0 | 0 | 0
Nuclear | 0 | 0 | 0 | 0 | 0 | 0 | 0 | 0 | 0 | 0 | 0 | 0 | 0 | 0 | 0 | 0 | 0 | 0 | 0 | 0 | 0 | 0 | 0 | 0 | 0 | 0 | 0 | 0 | 0 | 0 | 0 | 0 | 0 | 0 | 0 | 0
Biomass / Geothermal | 811 | 817 | 817 | 817 | 817 | 865 | 866 | 866 | 894.3 | 894.3 | 895.3 | 823.63 | 943.81 | 943.99 | 984.18 | 984.4 | 1024.64 | 1024.92 | 1065.21 | 1065.52 | 1105.85 | 1106.19 | 1146.53 | 1146.9 | 1187.27 | 1187.64 | 1228.01 | 1228.38 | 1268.74 | 1269.1 | 1309.46 | 1309.83 | 1360.19 | 1360.55 | 1360.92 | 1361.29
Solar | 0 | 0 | 0 | 0 | 0 | 0 | 0 | 0 | 2.28 | 2.28 | 3.28 | 3.28 | 4.36 | 8.73 | 9.19 | 9.85 | 10.82 | 12.29 | 18.55 | 21.15 | 24.14 | 27.5 | 31.28 | 39.47 | 44.31 | 49.54 | 55.31 | 61.55 | 72.3 | 79.26 | 86.48 | 93.96 | 101.74 | 113.84 | 122.22 | 130.89
Wind | 0 | 0 | 0 | 0 | 102 | 102 | 246 | 246 | 388 | 488 | 488 | 488.25 | 672.25 | 732.25 | 732.25 | 732.25 | 732.25 | 732.25 | 792.25 | 792.25 | 792.25 | 792.25 | 792.25 | 792.25 | 792.25 | 792.25 | 792.25 | 792.25 | 792.25 | 792.25 | 792.25 | 792.25 | 792.25 | 792.25 | 792.25 | 792.25
Hydro / Wave / Tidal | 12847 | 12614 | 12661 | 12733 | 12858 | 13202 | 13673 | 13673 | 13687 | 14207 | 15029 | 15204.37 | 15400.97 | 15454.8 | 15506.11 | 15557.36 | 15608.71 | 15660.2 | 15711.85 | 15763.68 | 16915.6 | 16967.63 | 17507.73 | 17559.88 | 17612.05 | 17664.33 | 17716.59 | 17768.82 | 17821.03 | 17873.18 | 17925.3 | 17977.38 | 18029.45 | 18081.5 | 18133.51 | 18135.52
Saskatchewan
_ | 2005 | 2006 | 2007 | 2008 | 2009 | 2010 | 2011 | 2012 | 2013 | 2014 | 2015 | 2016 | 2017 | 2018 | 2019 | 2020 | 2021 | 2022 | 2023 | 2024 | 2025 | 2026 | 2027 | 2028 | 2029 | 2030 | 2031 | 2032 | 2033 | 2034 | 2035 | 2036 | 2037 | 2038 | 2039 | 2040
Oil/Gas Combustion Turbine | 304.17 | 304.17 | 304.17 | 304.17 | 397.17 | 644.67 | 644.67 | 730.67 | 578.72 | 486.5 | 716.46 | 866.46 | 866.46 | 866.46 | 866.46 | 866.46 | 866.46 | 866.46 | 866.46 | 866.46 | 866.46 | 866.46 | 866.46 | 866.46 | 866.46 | 866.46 | 866.46 | 866.46 | 866.46 | 866.46 | 866.46 | 866.46 | 866.46 | 866.46 | 866.46 | 866.46
Oil/Gas Steam Turbine | 268.45 | 268.45 | 268.45 | 268.45 | 268.45 | 268.45 | 268.45 | 268.45 | 268.45 | 268.45 | 268.45 | 268.45 | 268.45 | 268.45 | 268.45 | 268.45 | 318.45 | 318.45 | 318.45 | 318.45 | 318.45 | 318.45 | 318.45 | 318.45 | 318.45 | 318.45 | 318.45 | 318.45 | 318.45 | 318.45 | 318.45 | 318.45 | 318.45 | 318.45 | 318.45 | 318.45
Oil/Gas Combined Cycle | 482 | 482 | 482 | 482 | 482 | 482 | 482 | 482 | 482 | 742 | 742 | 742 | 742 | 742 | 742 | 1092 | 1092 | 1352 | 1352 | 1352 | 1612 | 1612 | 1612 | 1872 | 2392 | 2652 | 2652 | 2652 | 2652 | 2652 | 2852 | 2852 | 2852 | 2852 | 2852 | 2852
Coal | 1818.38 | 1818.38 | 1818.38 | 1818.38 | 1818.38 | 1818.38 | 1818.38 | 1818.38 | 1752.38 | 1651.38 | 1651.38 | 1651.38 | 1651.38 | 1651.38 | 1651.38 | 1651.38 | 1501.38 | 1351.38 | 1351.38 | 1351.38 | 1351.38 | 1296.38 | 1296.38 | 680 | 810 | 810 | 810 | 810 | 810 | 810 | 810 | 810 | 505 | 505 | 505 | 505
Nuclear | 0 | 0 | 0 | 0 | 0 | 0 | 0 | 0 | 0 | 0 | 0 | 0 | 0 | 0 | 0 | 0 | 0 | 0 | 0 | 0 | 0 | 0 | 0 | 0 | 0 | 0 | 0 | 0 | 0 | 0 | 0 | 0 | 0 | 0 | 0 | 0
Biomass / Geothermal | 0 | 0 | 0 | 0 | 0 | 0 | 0 | 0 | 0 | 2 | 2 | 36.02 | 161.03 | 161.03 | 161.03 | 161.03 | 161.03 | 161.03 | 161.03 | 161.03 | 161.03 | 161.03 | 161.03 | 161.03 | 161.03 | 161.03 | 161.03 | 161.03 | 161.03 | 161.03 | 161.03 | 161.03 | 161.03 | 161.03 | 161.03 | 161.03
Solar | 0 | 0 | 0 | 0 | 0 | 0 | 0 | 0 | 0 | 4 | 4 | 4 | 4 | 4 | 21.79 | 41.81 | 61.85 | 76.92 | 77.03 | 77.17 | 77.34 | 77.56 | 92.8 | 93.09 | 93.45 | 93.86 | 94.32 | 109.83 | 110.46 | 111.18 | 111.95 | 112.77 | 128.64 | 129.59 | 130.61 | 131.7
Wind | 15.86 | 171.18 | 171.18 | 171.18 | 171.18 | 171.18 | 196.68 | 196.68 | 196.68 | 196.68 | 221.18 | 221.71 | 398.86 | 398.99 | 399.18 | 499.42 | 499.71 | 600.08 | 600.53 | 801.05 | 1001.65 | 1201.65 | 1401.65 | 1601.65 | 1801.65 | 2001.65 | 2001.65 | 2001.65 | 2001.65 | 2101.65 | 2101.65 | 2101.65 | 2101.65 | 2201.65 | 2201.65 | 2201.65
Hydro / Wave / Tidal | 863.81 | 863.81 | 863.81 | 863.81 | 863.81 | 863.81 | 863.81 | 863.81 | 863.81 | 863.81 | 889.06 | 889.06 | 889.06 | 889.22 | 889.26 | 889.3 | 939.35 | 939.41 | 939.49 | 939.58 | 964.69 | 964.81 | 964.95 | 965.1 | 965.26 | 965.43 | 965.62 | 990.81 | 991 | 991.21 | 991.45 | 991.68 | 991.92 | 992.16 | 992.41 | 992.67
Yukon
_ | 2005 | 2006 | 2007 | 2008 | 2009 | 2010 | 2011 | 2012 | 2013 | 2014 | 2015 | 2016 | 2017 | 2018 | 2019 | 2020 | 2021 | 2022 | 2023 | 2024 | 2025 | 2026 | 2027 | 2028 | 2029 | 2030 | 2031 | 2032 | 2033 | 2034 | 2035 | 2036 | 2037 | 2038 | 2039 | 2040
Oil/Gas Combustion Turbine | 33.34 | 33.34 | 33.34 | 33.34 | 33.34 | 33.57 | 33.57 | 33.57 | 33.57 | 33.57 | 28.97 | 28.97 | 39.97 | 39.97 | 39.97 | 44.37 | 44.37 | 44.37 | 44.37 | 44.37 | 41.37 | 38.37 | 38.37 | 38.37 | 38.37 | 38.37 | 43.37 | 43.37 | 43.37 | 43.37 | 43.37 | 43.37 | 43.37 | 43.37 | 43.37 | 43.37
Oil/Gas Steam Turbine | 0 | 0 | 0 | 0 | 0 | 0 | 0 | 0 | 0 | 0 | 0 | 0 | 0 | 0 | 0 | 0 | 0 | 0 | 0 | 0 | 0 | 0 | 0 | 0 | 0 | 0 | 0 | 0 | 0 | 0 | 0 | 0 | 0 | 0 | 0 | 0
Coal | 0 | 0 | 0 | 0 | 0 | 0 | 0 | 0 | 0 | 0 | 0 | 0 | 0 | 0 | 0 | 0 | 0 | 0 | 0 | 0 | 0 | 0 | 0 | 0 | 0 | 0 | 0 | 0 | 0 | 0 | 0 | 0 | 0 | 0 | 0 | 0
Nuclear | 0 | 0 | 0 | 0 | 0 | 0 | 0 | 0 | 0 | 0 | 0 | 0 | 0 | 0 | 0 | 0 | 0 | 0 | 0 | 0 | 0 | 0 | 0 | 0 | 0 | 0 | 0 | 0 | 0 | 0 | 0 | 0 | 0 | 0 | 0 | 0
Biomass / Geothermal | 0 | 0 | 0 | 0 | 0 | 0 | 0 | 0 | 0 | 0 | 0 | 0.5 | 0.5 | 0.5 | 1.5 | 2.5 | 2.5 | 2.5 | 4.5 | 4.5 | 5.5 | 5.5 | 5.5 | 5.5 | 5.5 | 6.5 | 6.5 | 6.5 | 6.5 | 6.5 | 6.5 | 6.5 | 6.5 | 6.5 | 6.5 | 6.5
Solar | 0 | 0 | 0 | 0 | 0 | 0 | 0 | 0 | 0.04 | 0.04 | 0.04 | 0.04 | 0.05 | 0.05 | 0.05 | 0.05 | 0.05 | 0.05 | 0.06 | 0.07 | 0.08 | 0.09 | 0.11 | 0.12 | 0.14 | 0.17 | 0.19 | 0.22 | 0.25 | 0.29 | 0.32 | 0.36 | 0.4 | 0.45 | 0.49 | 0.54
Wind | 0.81 | 0.81 | 0.81 | 0.81 | 0.81 | 0.81 | 0.81 | 0.81 | 0.81 | 0.81 | 0.81 | 0.81 | 0.81 | 0.82 | 0.82 | 0.82 | 0.82 | 0.82 | 0.82 | 0.82 | 5.83 | 5.83 | 5.83 | 5.83 | 5.83 | 5.83 | 5.83 | 5.83 | 5.83 | 5.83 | 5.83 | 5.83 | 5.83 | 5.83 | 5.83 | 5.83
Hydro / Wave / Tidal | 77.9 | 77.9 | 77.9 | 77.9 | 77.9 | 77.9 | 87.9 | 95.2 | 94.5 | 94.5 | 94.5 | 94.5 | 94.5 | 94.5 | 94.5 | 94.5 | 94.5 | 99.5 | 99.5 | 99.5 | 99.5 | 99.5 | 99.5 | 99.5 | 104.5 | 104.5 | 104.5 | 104.5 | 104.5 | 104.5 | 104.5 | 104.5 | 104.5 | 104.5 | 104.5 | 104.5
Northwest Territories
_ | 2005 | 2006 | 2007 | 2008 | 2009 | 2010 | 2011 | 2012 | 2013 | 2014 | 2015 | 2016 | 2017 | 2018 | 2019 | 2020 | 2021 | 2022 | 2023 | 2024 | 2025 | 2026 | 2027 | 2028 | 2029 | 2030 | 2031 | 2032 | 2033 | 2034 | 2035 | 2036 | 2037 | 2038 | 2039 | 2040
Oil/Gas Combustion Turbine | 149 | 110 | 107.2 | 111.2 | 127.2 | 127.2 | 127.2 | 127.2 | 131.2 | 105.2 | 121.2 | 121.26 | 151.26 | 151.26 | 151.26 | 151.26 | 151.26 | 151.26 | 107.26 | 122.26 | 127.26 | 127.26 | 127.26 | 127.26 | 96.46 | 101.46 | 101.46 | 101.46 | 101.46 | 101.46 | 101.46 | 101.46 | 101.46 | 101.46 | 101.46 | 101.46
Oil/Gas Steam Turbine | 0 | 0 | 0 | 0 | 0 | 0 | 0 | 0 | 0 | 0 | 0 | 0 | 0 | 0 | 0 | 0 | 0 | 0 | 0 | 0 | 0 | 0 | 0 | 0 | 0 | 0 | 0 | 0 | 0 | 0 | 0 | 0 | 0 | 0 | 0 | 0
Oil/Gas Combined Cycle | 0 | 0 | 0 | 0 | 0 | 0 | 0 | 0 | 0 | 0 | 0 | 0 | 0 | 0 | 0 | 0 | 0 | 0 | 0 | 0 | 0 | 0 | 0 | 0 | 0 | 0 | 0 | 0 | 0 | 0 | 0 | 0 | 0 | 0 | 0 | 0
Coal | 0 | 0 | 0 | 0 | 0 | 0 | 0 | 0 | 0 | 0 | 0 | 0 | 0 | 0 | 0 | 0 | 0 | 0 | 0 | 0 | 0 | 0 | 0 | 0 | 0 | 0 | 0 | 0 | 0 | 0 | 0 | 0 | 0 | 0 | 0 | 0
Nuclear | 0 | 0 | 0 | 0 | 0 | 0 | 0 | 0 | 0 | 0 | 0 | 0 | 0 | 0 | 0 | 0 | 0 | 0 | 0 | 0 | 0 | 0 | 0 | 0 | 0 | 0 | 0 | 0 | 0 | 0 | 0 | 0 | 0 | 0 | 0 | 0
Biomass / Geothermal | 0 | 0 | 0 | 0 | 0 | 0 | 0 | 0 | 0 | 0 | 0 | 0 | 0 | 0 | 0 | 0 | 0 | 0 | 0 | 2 | 2 | 2 | 2 | 2 | 2 | 2 | 2 | 2 | 2 | 2 | 2 | 2 | 2 | 2 | 2 | 2
Solar | 0 | 0 | 0 | 0 | 0 | 0 | 0 | 0 | 0.27 | 0.42 | 0.82 | 1.22 | 1.81 | 2.24 | 2.27 | 3.32 | 3.4 | 3.52 | 3.7 | 3.91 | 5.14 | 5.4 | 5.63 | 5.91 | 6.23 | 7.58 | 7.96 | 8.37 | 8.77 | 9.2 | 10.65 | 11.13 | 11.63 | 12.16 | 12.71 | 13.3
Wind | 0 | 0 | 0 | 0 | 0 | 0 | 0 | 9.2 | 9.2 | 9.2 | 9.2 | 10.38 | 10.69 | 10.99 | 11.35 | 12.8 | 13.29 | 13.84 | 5.22 | 5.86 | 6.45 | 7 | 7.64 | 8.32 | 9.02 | 9.74 | 10.48 | 11.15 | 11.86 | 12.59 | 13.35 | 14.12 | 14.81 | 15.43 | 15.98 | 16.48
Hydro / Wave / Tidal | 55.48 | 55.48 | 55.48 | 55.48 | 55.48 | 55.48 | 55.48 | 55.48 | 55.48 | 55.48 | 55.48 | 55.48 | 55.48 | 55.98 | 55.98 | 55.98 | 55.98 | 60.98 | 60.98 | 60.98 | 60.98 | 60.98 | 60.98 | 60.98 | 63.98 | 63.98 | 63.98 | 63.98 | 63.98 | 63.98 | 63.98 | 63.98 | 63.98 | 63.98 | 63.98 | 63.98
Nunavut
_ | 2005 | 2006 | 2007 | 2008 | 2009 | 2010 | 2011 | 2012 | 2013 | 2014 | 2015 | 2016 | 2017 | 2018 | 2019 | 2020 | 2021 | 2022 | 2023 | 2024 | 2025 | 2026 | 2027 | 2028 | 2029 | 2030 | 2031 | 2032 | 2033 | 2034 | 2035 | 2036 | 2037 | 2038 | 2039 | 2040
Oil/Gas Combustion Turbine | 54.28 | 54.28 | 54.28 | 54.28 | 54.28 | 54.28 | 54.28 | 54.28 | 54.28 | 54.28 | 54.28 | 54.28 | 54.28 | 54.28 | 54.28 | 54.28 | 54.28 | 54.28 | 54.28 | 58.28 | 58.28 | 58.28 | 58.28 | 58.28 | 58.28 | 58.28 | 58.28 | 62.28 | 62.28 | 62.28 | 62.28 | 62.28 | 62.28 | 62.28 | 62.28 | 62.28
Oil/Gas Steam Turbine | 0 | 0 | 0 | 0 | 0 | 0 | 0 | 0 | 0 | 0 | 0 | 0 | 0 | 0 | 0 | 0 | 0 | 0 | 0 | 0 | 0 | 0 | 0 | 0 | 0 | 0 | 0 | 0 | 0 | 0 | 0 | 0 | 0 | 0 | 0 | 0
Oil/Gas Combined Cycle | 0 | 0 | 0 | 0 | 0 | 0 | 0 | 0 | 0 | 0 | 0 | 0 | 0 | 0 | 0 | 0 | 0 | 0 | 0 | 0 | 0 | 0 | 0 | 0 | 0 | 0 | 0 | 0 | 0 | 0 | 0 | 0 | 0 | 0 | 0 | 0
Coal | 0 | 0 | 0 | 0 | 0 | 0 | 0 | 0 | 0 | 0 | 0 | 0 | 0 | 0 | 0 | 0 | 0 | 0 | 0 | 0 | 0 | 0 | 0 | 0 | 0 | 0 | 0 | 0 | 0 | 0 | 0 | 0 | 0 | 0 | 0 | 0
Nuclear | 0 | 0 | 0 | 0 | 0 | 0 | 0 | 0 | 0 | 0 | 0 | 0 | 0 | 0 | 0 | 0 | 0 | 0 | 0 | 0 | 0 | 0 | 0 | 0 | 0 | 0 | 0 | 0 | 0 | 0 | 0 | 0 | 0 | 0 | 0 | 0
Biomass / Geothermal | 0 | 0 | 0 | 0 | 0 | 0 | 0 | 0 | 0.03 | 0.03 | 0.03 | 0 | 0 | 0 | 0 | 0 | 0 | 0 | 0 | 0 | 0 | 0 | 0 | 0 | 0 | 0 | 0 | 0 | 0 | 0 | 0 | 0 | 0 | 0 | 0 | 0
Solar | 0 | 0 | 0 | 0 | 0 | 0 | 0 | 0 | 0.03 | 0.03 | 0.03 | 0.03 | 0.03 | 0.03 | 0.03 | 0.03 | 0.04 | 0.04 | 0.04 | 0.04 | 0.04 | 0.05 | 0.05 | 0.06 | 0.06 | 0.07 | 0.07 | 0.08 | 0.09 | 0.1 | 0.11 | 0.12 | 0.13 | 0.14 | 0.15 | 0.16
Hydro / Wave / Tidal | 0 | 0 | 0 | 0 | 0 | 0 | 0 | 0 | 0 | 0 | 0 | 0 | 0 | 0 | 14.6 | 14.6 | 14.6 | 14.6 | 14.6 | 14.6 | 14.6 | 14.6 | 14.6 | 14.6 | 14.6 | 14.6 | 14.6 | 14.6 | 14.6 | 14.6 | 14.6 | 14.6 | 14.6 | 14.6 | 14.6 | 14.6

## Electricity Generation
Select Report Version: Canada’s Energy Future 2016: Update
Select Appendices: Electricity Generation
Select Case: Reference
Select Type: Plant Type
Canada
_ | 2005 | 2006 | 2007 | 2008 | 2009 | 2010 | 2011 | 2012 | 2013 | 2014 | 2015 | 2016 | 2017 | 2018 | 2019 | 2020 | 2021 | 2022 | 2023 | 2024 | 2025 | 2026 | 2027 | 2028 | 2029 | 2030 | 2031 | 2032 | 2033 | 2034 | 2035 | 2036 | 2037 | 2038 | 2039 | 2040
Oil/Gas Combustion Turbine | 20628 | 17666 | 17681 | 18280 | 23393 | 21339 | 21525 | 20868 | 21587 | 27906 | 23953 | 23632 | 24065 | 25574 | 27170 | 27206 | 27836 | 28209 | 28748 | 29170 | 29189 | 29951 | 32910 | 32261 | 31490 | 30789 | 32748 | 33128 | 33098 | 33379 | 34064 | 34603 | 34698 | 34716 | 35991 | 35547
Oil/Gas Steam Turbine | 10476 | 10002 | 10445 | 10831 | 12955 | 10494 | 10344 | 10379 | 9538 | 6940 | 9080 | 8246 | 8308 | 8529 | 6287 | 6269 | 6387 | 6289 | 7512 | 7867 | 7801 | 7899 | 9379 | 6385 | 8170 | 6193 | 6246 | 6352 | 6533 | 6111 | 6226 | 6400 | 6494 | 6592 | 6670 | 6959
Oil/Gas Combined Cycle | 23985 | 30294 | 29958 | 25959 | 22611 | 29233 | 35480 | 36816 | 32888 | 29083 | 28893 | 31519 | 30830 | 31347 | 30861 | 45338 | 45358 | 50609 | 55738 | 56197 | 58762 | 61260 | 64531 | 77794 | 90627 | 96286 | 96473 | 96292 | 96299 | 95943 | 97138 | 98435 | 101144 | 102451 | 103137 | 104605
Coal | 98615 | 93844 | 98610 | 91485 | 75326 | 78470 | 65768 | 64644 | 66925 | 65967 | 63215 | 61499 | 61218 | 60610 | 56708 | 51833 | 51290 | 48961 | 49084 | 49018 | 47119 | 45212 | 39400 | 26447 | 16770 | 9040 | 8497 | 8645 | 9644 | 9080 | 8081 | 7907 | 6795 | 6689 | 6379 | 6439
Nuclear | 86669 | 92145 | 88191 | 90585 | 84992 | 85527 | 88291 | 89488 | 97582 | 101582 | 98813 | 99055 | 77624 | 75317 | 76163 | 66734 | 66639 | 63426 | 57434 | 56886 | 55995 | 55716 | 58329 | 61535 | 57114 | 63857 | 64321 | 66024 | 66495 | 69242 | 69070 | 69710 | 70184 | 70770 | 71163 | 71930
Biomass / Geothermal | 7875 | 8011 | 8020 | 8801 | 6648 | 8883 | 9366 | 9858 | 10614 | 12020 | 12161 | 14746 | 15456 | 15668 | 16194 | 16212 | 16451 | 16680 | 17346 | 17418 | 17380 | 17568 | 17667 | 18113 | 18566 | 18770 | 19050 | 19096 | 19792 | 20034 | 20276 | 20319 | 20648 | 20690 | 20739 | 20777
Solar | 0 | 0 | 0 | 0 | 5 | 123 | 398 | 842 | 1173 | 1820 | 3007 | 5107 | 5950 | 6795 | 7181 | 7570 | 7872 | 8170 | 8453 | 8733 | 9365 | 9651 | 9703 | 9740 | 9776 | 9903 | 9944 | 10016 | 10072 | 10127 | 10273 | 10333 | 10423 | 10496 | 10566 | 10640
Wind | 1453 | 2529 | 3683 | 4715 | 7031 | 8366 | 11747 | 13999 | 17548 | 21900 | 28561 | 28399 | 29814 | 32904 | 34747 | 35199 | 36808 | 38899 | 40722 | 42930 | 45429 | 47600 | 49520 | 51196 | 53334 | 54544 | 54778 | 54963 | 55214 | 55540 | 55991 | 56193 | 56355 | 56833 | 57052 | 57291
Hydro / Wave / Tidal | 357306 | 348545 | 364085 | 374006 | 365205 | 348112 | 372244 | 376449 | 387968 | 378615 | 385500 | 392025 | 385962 | 386443 | 395321 | 398069 | 402924 | 404362 | 405424 | 407127 | 413402 | 414436 | 414853 | 418132 | 424574 | 426218 | 428683 | 430068 | 431353 | 433263 | 434504 | 435802 | 437116 | 438379 | 439810 | 441028
Newfoundland and Labrador
_ | 2005 | 2006 | 2007 | 2008 | 2009 | 2010 | 2011 | 2012 | 2013 | 2014 | 2015 | 2016 | 2017 | 2018 | 2019 | 2020 | 2021 | 2022 | 2023 | 2024 | 2025 | 2026 | 2027 | 2028 | 2029 | 2030 | 2031 | 2032 | 2033 | 2034 | 2035 | 2036 | 2037 | 2038 | 2039 | 2040
Oil/Gas Combustion Turbine | 473 | 473 | 473 | 516 | 461 | 635 | 557 | 414 | 626 | 985 | 941 | 940 | 884 | 827 | 841 | 823 | 834 | 883 | 907 | 902 | 900 | 880 | 866 | 671 | 654 | 647 | 766 | 777 | 781 | 792 | 806 | 825 | 851 | 870 | 892 | 920
Oil/Gas Steam Turbine | 1104 | 630 | 1073 | 1080 | 1108 | 837 | 932 | 1004 | 998 | 854 | 2336 | 2325 | 2242 | 2223 | 0 | 0 | 0 | 0 | 0 | 0 | 0 | 0 | 0 | 0 | 0 | 0 | 0 | 0 | 0 | 0 | 0 | 0 | 0 | 0 | 0 | 0
Oil/Gas Combined Cycle | 0 | 0 | 0 | 0 | 0 | 0 | 0 | 0 | 0 | 0 | 0 | 0 | 0 | 0 | 0 | 0 | 0 | 0 | 0 | 0 | 0 | 0 | 0 | 0 | 0 | 0 | 0 | 0 | 0 | 0 | 0 | 0 | 0 | 0 | 0 | 0
Coal | 0 | 0 | 0 | 0 | 0 | 0 | 0 | 0 | 0 | 0 | 0 | 0 | 0 | 0 | 0 | 0 | 0 | 0 | 0 | 0 | 0 | 0 | 0 | 0 | 0 | 0 | 0 | 0 | 0 | 0 | 0 | 0 | 0 | 0 | 0 | 0
Nuclear | 0 | 0 | 0 | 0 | 0 | 0 | 0 | 0 | 0 | 0 | 0 | 0 | 0 | 0 | 0 | 0 | 0 | 0 | 0 | 0 | 0 | 0 | 0 | 0 | 0 | 0 | 0 | 0 | 0 | 0 | 0 | 0 | 0 | 0 | 0 | 0
Biomass / Geothermal | 0 | 0 | 0 | 0 | 0 | 0 | 0 | 0 | 0 | 0 | 0 | 0 | 0 | 0 | 0 | 0 | 0 | 0 | 0 | 0 | 0 | 0 | 0 | 0 | 0 | 0 | 0 | 0 | 0 | 0 | 0 | 0 | 0 | 0 | 0 | 0
Solar | 0 | 0 | 0 | 0 | 0 | 0 | 0 | 0 | 0 | 0 | 0 | 0 | 0 | 0 | 0 | 0 | 0 | 0 | 0 | 0 | 1 | 1 | 1 | 1 | 1 | 1 | 2 | 2 | 2 | 3 | 3 | 3 | 4 | 4 | 5 | 5
Wind | 0 | 0 | 0 | 0 | 102 | 183 | 198 | 195 | 192 | 177 | 189 | 186 | 180 | 178 | 183 | 182 | 183 | 184 | 184 | 184 | 184 | 183 | 183 | 187 | 187 | 187 | 184 | 185 | 185 | 186 | 187 | 189 | 190 | 192 | 193 | 195
Hydro / Wave / Tidal | 40498 | 41710 | 40048 | 41790 | 36728 | 40279 | 40017 | 42186 | 41424 | 39048 | 37981 | 38135 | 37378 | 37142 | 42702 | 42658 | 42653 | 42679 | 42871 | 42975 | 43131 | 43225 | 42889 | 43278 | 43286 | 43264 | 43146 | 43165 | 43157 | 43161 | 43168 | 43183 | 43208 | 43220 | 43242 | 43272
Prince Edward Island
_ | 2005 | 2006 | 2007 | 2008 | 2009 | 2010 | 2011 | 2012 | 2013 | 2014 | 2015 | 2016 | 2017 | 2018 | 2019 | 2020 | 2021 | 2022 | 2023 | 2024 | 2025 | 2026 | 2027 | 2028 | 2029 | 2030 | 2031 | 2032 | 2033 | 2034 | 2035 | 2036 | 2037 | 2038 | 2039 | 2040
Oil/Gas Combustion Turbine | 1 | 1 | 1 | 1 | 4 | 0 | 0 | 0 | 0 | 0 | 0 | 0 | 0 | 0 | 0 | 0 | 0 | 0 | 0 | 0 | 0 | 0 | 0 | 0 | 0 | 0 | 0 | 0 | 0 | 0 | 0 | 0 | 0 | 0 | 0 | 0
Oil/Gas Steam Turbine | 2 | 2 | 2 | 1 | 8 | 1 | 1 | 9 | 3 | 2 | 1 | 1 | 1 | 1 | 1 | 1 | 1 | 1 | 1 | 1 | 1 | 1 | 1 | 1 | 2 | 2 | 2 | 2 | 2 | 2 | 2 | 2 | 2 | 2 | 2 | 2
Oil/Gas Combined Cycle | 0 | 0 | 0 | 0 | 0 | 0 | 0 | 0 | 0 | 0 | 0 | 0 | 0 | 0 | 0 | 0 | 0 | 0 | 0 | 0 | 0 | 0 | 0 | 0 | 0 | 0 | 0 | 0 | 0 | 0 | 0 | 0 | 0 | 0 | 0 | 0
Coal | 0 | 0 | 0 | 0 | 0 | 0 | 0 | 0 | 0 | 0 | 0 | 0 | 0 | 0 | 0 | 0 | 0 | 0 | 0 | 0 | 0 | 0 | 0 | 0 | 0 | 0 | 0 | 0 | 0 | 0 | 0 | 0 | 0 | 0 | 0 | 0
Nuclear | 0 | 0 | 0 | 0 | 0 | 0 | 0 | 0 | 0 | 0 | 0 | 0 | 0 | 0 | 0 | 0 | 0 | 0 | 0 | 0 | 0 | 0 | 0 | 0 | 0 | 0 | 0 | 0 | 0 | 0 | 0 | 0 | 0 | 0 | 0 | 0
Biomass / Geothermal | 0 | 0 | 0 | 5 | 5 | 5 | 5 | 5 | 5 | 7 | 4 | 4 | 4 | 4 | 4 | 4 | 4 | 4 | 4 | 4 | 4 | 4 | 4 | 4 | 4 | 4 | 4 | 4 | 4 | 4 | 4 | 4 | 4 | 4 | 4 | 4
Solar | 0 | 0 | 0 | 0 | 0 | 0 | 0 | 0 | 0 | 0 | 0 | 0 | 0 | 0 | 0 | 0 | 0 | 0 | 0 | 0 | 0 | 0 | 0 | 0 | 0 | 0 | 0 | 0 | 1 | 1 | 1 | 1 | 1 | 1 | 1 | 1
Wind | 40 | 36 | 40 | 142 | 347 | 458 | 488 | 468 | 499 | 595 | 587 | 545 | 548 | 553 | 558 | 648 | 653 | 655 | 662 | 666 | 755 | 761 | 763 | 768 | 769 | 861 | 862 | 867 | 869 | 873 | 873 | 878 | 880 | 884 | 884 | 884
Hydro / Wave / Tidal | 0 | 0 | 0 | 0 | 0 | 0 | 0 | 0 | 0 | 0 | 0 | 0 | 0 | 0 | 0 | 0 | 0 | 0 | 0 | 0 | 0 | 0 | 0 | 0 | 0 | 0 | 0 | 0 | 0 | 0 | 0 | 0 | 0 | 0 | 0 | 0
Nova Scotia
_ | 2005 | 2006 | 2007 | 2008 | 2009 | 2010 | 2011 | 2012 | 2013 | 2014 | 2015 | 2016 | 2017 | 2018 | 2019 | 2020 | 2021 | 2022 | 2023 | 2024 | 2025 | 2026 | 2027 | 2028 | 2029 | 2030 | 2031 | 2032 | 2033 | 2034 | 2035 | 2036 | 2037 | 2038 | 2039 | 2040
Oil/Gas Combustion Turbine | 254 | 254 | 254 | 259 | 457 | 569 | 301 | 420 | 300 | 39 | 15 | 15 | 15 | 13 | 39 | 39 | 39 | 39 | 39 | 39 | 39 | 15 | 15 | 15 | 4 | 4 | 15 | 36 | 39 | 6 | 15 | 15 | 15 | 15 | 15 | 15
Oil/Gas Steam Turbine | 1320 | 1320 | 1320 | 1335 | 2609 | 1916 | 2045 | 1690 | 978 | 844 | 844 | 841 | 837 | 834 | 824 | 807 | 815 | 816 | 815 | 821 | 629 | 574 | 578 | 581 | 593 | 594 | 642 | 405 | 408 | 366 | 360 | 371 | 373 | 375 | 390 | 390
Oil/Gas Combined Cycle | 0 | 0 | 0 | 0 | 0 | 0 | 470 | 470 | 470 | 112 | 105 | 104 | 102 | 100 | 104 | 102 | 105 | 110 | 116 | 120 | 128 | 1396 | 1402 | 1415 | 1762 | 1758 | 1941 | 2006 | 2020 | 3093 | 3208 | 3347 | 3375 | 3396 | 3636 | 3633
Coal | 9581 | 9581 | 9581 | 9036 | 7055 | 7858 | 6865 | 6758 | 7176 | 7367 | 7333 | 7255 | 7192 | 7168 | 4058 | 3977 | 4017 | 4030 | 4029 | 4059 | 4092 | 3415 | 3446 | 3468 | 3338 | 3338 | 2838 | 2940 | 2959 | 2524 | 2440 | 2229 | 2241 | 2259 | 1933 | 1933
Nuclear | 0 | 0 | 0 | 0 | 0 | 0 | 0 | 0 | 0 | 0 | 0 | 0 | 0 | 0 | 0 | 0 | 0 | 0 | 0 | 0 | 0 | 0 | 0 | 0 | 0 | 0 | 0 | 0 | 0 | 0 | 0 | 0 | 0 | 0 | 0 | 0
Biomass / Geothermal | 318 | 318 | 318 | 322 | 245 | 378 | 363 | 387 | 331 | 648 | 641 | 664 | 661 | 659 | 651 | 637 | 644 | 645 | 644 | 649 | 652 | 595 | 600 | 603 | 615 | 616 | 666 | 684 | 689 | 619 | 608 | 626 | 629 | 633 | 659 | 659
Solar | 0 | 0 | 0 | 0 | 0 | 0 | 0 | 0 | 0 | 0 | 0 | 0 | 0 | 0 | 0 | 0 | 0 | 0 | 1 | 1 | 1 | 1 | 1 | 1 | 2 | 2 | 3 | 3 | 4 | 4 | 5 | 5 | 6 | 7 | 8 | 9
Wind | 85 | 110 | 157 | 149 | 154 | 387 | 782 | 800 | 765 | 749 | 1066 | 1131 | 1122 | 1116 | 1122 | 1172 | 1182 | 1185 | 1184 | 1192 | 1269 | 1144 | 1152 | 1159 | 1187 | 1255 | 1369 | 1415 | 1435 | 1259 | 1302 | 1348 | 1358 | 1370 | 1429 | 1500
Hydro / Wave / Tidal | 941 | 941 | 941 | 1112 | 1104 | 1035 | 1139 | 879 | 1021 | 950 | 944 | 957 | 953 | 950 | 940 | 1069 | 1078 | 1081 | 1080 | 1086 | 1092 | 1006 | 1013 | 1018 | 1037 | 1038 | 1113 | 1142 | 1149 | 1043 | 1028 | 1055 | 1060 | 1067 | 1107 | 1107
New Brunswick
_ | 2005 | 2006 | 2007 | 2008 | 2009 | 2010 | 2011 | 2012 | 2013 | 2014 | 2015 | 2016 | 2017 | 2018 | 2019 | 2020 | 2021 | 2022 | 2023 | 2024 | 2025 | 2026 | 2027 | 2028 | 2029 | 2030 | 2031 | 2032 | 2033 | 2034 | 2035 | 2036 | 2037 | 2038 | 2039 | 2040
Oil/Gas Combustion Turbine | 5238 | 2384 | 1433 | 1164 | 1814 | 956 | 635 | 636 | 437 | 1849 | 589 | 459 | 450 | 450 | 464 | 463 | 587 | 587 | 589 | 591 | 593 | 585 | 590 | 662 | 669 | 660 | 662 | 664 | 669 | 669 | 672 | 673 | 675 | 676 | 676 | 176
Oil/Gas Steam Turbine | 3796 | 3796 | 3796 | 3457 | 4107 | 1317 | 644 | 642 | 531 | 9 | 7 | 3 | 1 | 1 | 2 | 3 | 7 | 7 | 7 | 7 | 7 | 9 | 9 | 9 | 9 | 7 | 7 | 9 | 9 | 9 | 9 | 9 | 9 | 9 | 9 | 10
Oil/Gas Combined Cycle | 1153 | 1153 | 1153 | 1129 | 833 | 1802 | 1906 | 1605 | 1653 | 2000 | 1858 | 1858 | 1858 | 1858 | 1858 | 1858 | 1858 | 1858 | 1858 | 1858 | 1858 | 1858 | 0 | 0 | 0 | 0 | 0 | 0 | 0 | 0 | 0 | 0 | 0 | 0 | 0 | 0
Coal | 3322 | 3322 | 3322 | 3504 | 2806 | 3050 | 3437 | 2731 | 3273 | 2900 | 1615 | 1403 | 1358 | 1361 | 1498 | 1504 | 1481 | 1495 | 1512 | 1609 | 1626 | 1731 | 1973 | 2040 | 2118 | 2071 | 2011 | 2101 | 2103 | 2108 | 2114 | 2118 | 2123 | 2126 | 2128 | 2178
Nuclear | 4378 | 4366 | 4119 | 1129 | 0 | 0 | 0 | 409 | 4479 | 5386 | 4715 | 3955 | 4450 | 4471 | 4644 | 4618 | 4466 | 4485 | 4508 | 4625 | 4623 | 4629 | 5760 | 4997 | 4933 | 4787 | 4805 | 4818 | 4828 | 4837 | 4858 | 4872 | 4889 | 4898 | 4907 | 5154
Biomass / Geothermal | 653 | 653 | 653 | 672 | 664 | 577 | 565 | 574 | 550 | 606 | 606 | 606 | 606 | 606 | 606 | 606 | 606 | 606 | 606 | 606 | 606 | 606 | 606 | 606 | 606 | 606 | 606 | 606 | 606 | 606 | 606 | 606 | 607 | 607 | 607 | 607
Solar | 0 | 0 | 0 | 0 | 0 | 0 | 0 | 0 | 0 | 0 | 0 | 0 | 0 | 0 | 0 | 1 | 1 | 1 | 1 | 2 | 264 | 264 | 265 | 266 | 267 | 268 | 269 | 270 | 272 | 273 | 275 | 276 | 278 | 280 | 282 | 284
Wind | 0 | 0 | 0 | 0 | 270 | 389 | 693 | 733 | 737 | 786 | 737 | 774 | 775 | 776 | 777 | 860 | 861 | 863 | 865 | 867 | 869 | 872 | 874 | 877 | 880 | 1144 | 1147 | 1151 | 1154 | 1157 | 1161 | 1165 | 1169 | 1173 | 1177 | 1182
Hydro / Wave / Tidal | 2794 | 2794 | 2794 | 3536 | 2964 | 3325 | 3921 | 2957 | 3410 | 2935 | 2935 | 2935 | 2935 | 2937 | 2937 | 2937 | 2938 | 2938 | 2939 | 2940 | 2940 | 2941 | 2942 | 2943 | 2944 | 2945 | 2946 | 2947 | 2948 | 2949 | 2950 | 2951 | 2952 | 2953 | 2954 | 2955
Quebec
_ | 2005 | 2006 | 2007 | 2008 | 2009 | 2010 | 2011 | 2012 | 2013 | 2014 | 2015 | 2016 | 2017 | 2018 | 2019 | 2020 | 2021 | 2022 | 2023 | 2024 | 2025 | 2026 | 2027 | 2028 | 2029 | 2030 | 2031 | 2032 | 2033 | 2034 | 2035 | 2036 | 2037 | 2038 | 2039 | 2040
Oil/Gas Combustion Turbine | 518 | 518 | 518 | 596 | 747 | 571 | 590 | 580 | 603 | 1051 | 1026 | 1038 | 1008 | 1000 | 1013 | 1019 | 1020 | 1025 | 1030 | 1036 | 1040 | 1044 | 1034 | 1041 | 1045 | 1044 | 1041 | 1045 | 1051 | 1060 | 876 | 880 | 884 | 888 | 892 | 897
Oil/Gas Steam Turbine | 46 | 46 | 46 | 29 | 515 | 3 | 0 | 0 | 0 | 0 | 0 | 0 | 0 | 0 | 0 | 0 | 0 | 0 | 0 | 0 | 0 | 0 | 0 | 0 | 0 | 0 | 0 | 0 | 0 | 0 | 0 | 0 | 0 | 0 | 0 | 0
Oil/Gas Combined Cycle | 0 | 4363 | 4363 | 1177 | 346 | 0 | 0 | 0 | 0 | 45 | 45 | 45 | 44 | 44 | 44 | 44 | 44 | 45 | 45 | 45 | 45 | 46 | 45 | 45 | 46 | 46 | 45 | 46 | 46 | 46 | 46 | 47 | 47 | 47 | 47 | 48
Coal | 0 | 0 | 0 | 0 | 0 | 0 | 0 | 0 | 0 | 0 | 0 | 0 | 0 | 0 | 0 | 0 | 0 | 0 | 0 | 0 | 0 | 0 | 0 | 0 | 0 | 0 | 0 | 0 | 0 | 0 | 0 | 0 | 0 | 0 | 0 | 0
Nuclear | 4322 | 4322 | 4322 | 3624 | 3596 | 3552 | 3525 | 4213 | 0 | 0 | 0 | 0 | 0 | 0 | 0 | 0 | 0 | 0 | 0 | 0 | 0 | 0 | 0 | 0 | 0 | 0 | 0 | 0 | 0 | 0 | 0 | 0 | 0 | 0 | 0 | 0
Biomass / Geothermal | 646 | 646 | 646 | 439 | 550 | 844 | 1089 | 1233 | 1614 | 1724 | 1099 | 1219 | 1519 | 1669 | 1893 | 1905 | 1907 | 2123 | 2135 | 2152 | 2162 | 2379 | 2355 | 2371 | 2382 | 2587 | 2579 | 2594 | 2610 | 2914 | 2928 | 2943 | 2968 | 2994 | 3010 | 3026
Solar | 0 | 0 | 0 | 0 | 0 | 0 | 0 | 0 | 0 | 0 | 0 | 0 | 2 | 3 | 3 | 5 | 8 | 13 | 22 | 32 | 44 | 58 | 73 | 90 | 109 | 130 | 151 | 177 | 204 | 235 | 266 | 300 | 335 | 372 | 411 | 452
Wind | 416 | 419 | 617 | 565 | 1322 | 1547 | 1400 | 2562 | 4721 | 6650 | 8938 | 8725 | 9357 | 10239 | 10924 | 11266 | 11305 | 11474 | 11593 | 11786 | 12153 | 12253 | 12189 | 12324 | 12434 | 12741 | 12759 | 12879 | 13005 | 13182 | 13579 | 13717 | 13857 | 13999 | 14143 | 14293
Hydro / Wave / Tidal | 173356 | 172591 | 181100 | 187891 | 189423 | 177410 | 189692 | 191972 | 202530 | 197207 | 196293 | 199981 | 194732 | 195170 | 197518 | 198626 | 199954 | 200832 | 201869 | 202890 | 203666 | 204423 | 202695 | 205340 | 206150 | 207471 | 209703 | 210569 | 211503 | 213104 | 214005 | 214942 | 215861 | 216753 | 217634 | 218547
Ontario
_ | 2005 | 2006 | 2007 | 2008 | 2009 | 2010 | 2011 | 2012 | 2013 | 2014 | 2015 | 2016 | 2017 | 2018 | 2019 | 2020 | 2021 | 2022 | 2023 | 2024 | 2025 | 2026 | 2027 | 2028 | 2029 | 2030 | 2031 | 2032 | 2033 | 2034 | 2035 | 2036 | 2037 | 2038 | 2039 | 2040
Oil/Gas Combustion Turbine | 2961 | 1818 | 3018 | 2482 | 4189 | 2498 | 2410 | 191 | 728 | 3191 | 2720 | 2715 | 2695 | 2743 | 2764 | 2899 | 2899 | 2926 | 3506 | 3508 | 3564 | 3877 | 4523 | 3126 | 4034 | 3238 | 3353 | 3323 | 3339 | 3229 | 3223 | 3245 | 3269 | 3291 | 3651 | 3771
Oil/Gas Steam Turbine | 2104 | 2104 | 2104 | 1636 | 1439 | 2017 | 2402 | 2323 | 2111 | 1836 | 1836 | 1836 | 1836 | 1836 | 1836 | 1836 | 1836 | 1836 | 3014 | 3404 | 3808 | 3960 | 5429 | 2126 | 4208 | 2377 | 2383 | 2723 | 2902 | 2521 | 2642 | 2806 | 2898 | 2993 | 3056 | 3342
Oil/Gas Combined Cycle | 8985 | 8985 | 8985 | 7841 | 6724 | 13128 | 20181 | 21590 | 16388 | 11685 | 7835 | 7652 | 6604 | 7535 | 7695 | 15443 | 15342 | 18428 | 22701 | 23259 | 23769 | 23679 | 25100 | 27153 | 30722 | 27782 | 28054 | 27285 | 27685 | 25693 | 25677 | 26068 | 26513 | 27296 | 27632 | 28057
Coal | 29431 | 24505 | 28706 | 23702 | 10725 | 13852 | 4402 | 4788 | 3566 | 35 | 0 | 0 | 0 | 0 | 0 | 0 | 0 | 0 | 0 | 0 | 0 | 0 | 0 | 0 | 0 | 0 | 0 | 0 | 0 | 0 | 0 | 0 | 0 | 0 | 0 | 0
Nuclear | 77969 | 83457 | 79750 | 85832 | 81396 | 81975 | 84766 | 84866 | 93103 | 96196 | 94098 | 95100 | 73174 | 70846 | 71519 | 62116 | 62174 | 58941 | 52926 | 52261 | 51371 | 51087 | 52569 | 56538 | 52181 | 59070 | 59516 | 61206 | 61667 | 64404 | 64212 | 64838 | 65295 | 65872 | 66256 | 66776
Biomass / Geothermal | 1252 | 1252 | 1252 | 2669 | 1159 | 1322 | 1206 | 1243 | 1702 | 2962 | 3899 | 6240 | 6240 | 6240 | 6240 | 6240 | 6240 | 6241 | 6247 | 6247 | 6253 | 6256 | 6260 | 6246 | 6257 | 6247 | 6247 | 6249 | 6251 | 6245 | 6245 | 6246 | 6253 | 6253 | 6253 | 6253
Solar | 0 | 0 | 0 | 0 | 5 | 123 | 398 | 842 | 1173 | 1816 | 3001 | 5100 | 5936 | 6773 | 7122 | 7383 | 7645 | 7906 | 8168 | 8429 | 8691 | 8952 | 8952 | 8952 | 8952 | 8952 | 8952 | 8952 | 8952 | 8952 | 8952 | 8952 | 8952 | 8952 | 8952 | 8952
Wind | 26 | 145 | 494 | 1400 | 2300 | 2800 | 3900 | 4600 | 5200 | 6800 | 10200 | 9996 | 9996 | 10824 | 11197 | 11561 | 11910 | 12329 | 12794 | 13150 | 13523 | 13862 | 14247 | 14227 | 14575 | 14575 | 14575 | 14575 | 14575 | 14575 | 14575 | 14575 | 14575 | 14575 | 14575 | 14575
Hydro / Wave / Tidal | 35480 | 36032 | 34315 | 39615 | 39685 | 32555 | 34907 | 33887 | 37936 | 39199 | 43727 | 43727 | 44023 | 44023 | 44202 | 44202 | 44380 | 44380 | 44558 | 44558 | 44736 | 44736 | 44914 | 44914 | 45092 | 45092 | 45271 | 45271 | 45538 | 45538 | 45716 | 45716 | 45983 | 45983 | 46161 | 46162
Manitoba
_ | 2005 | 2006 | 2007 | 2008 | 2009 | 2010 | 2011 | 2012 | 2013 | 2014 | 2015 | 2016 | 2017 | 2018 | 2019 | 2020 | 2021 | 2022 | 2023 | 2024 | 2025 | 2026 | 2027 | 2028 | 2029 | 2030 | 2031 | 2032 | 2033 | 2034 | 2035 | 2036 | 2037 | 2038 | 2039 | 2040
Oil/Gas Combustion Turbine | 374 | 369 | 374 | 387 | 21 | 137 | 119 | 31 | 19 | 127 | 114 | 60 | 48 | 46 | 33 | 12 | 12 | 12 | 12 | 12 | 14 | 14 | 13 | 13 | 13 | 13 | 13 | 13 | 13 | 13 | 13 | 13 | 13 | 13 | 13 | 13
Oil/Gas Steam Turbine | 40 | 40 | 40 | 11 | 27 | 16 | 16 | 19 | 14 | 7 | 7 | 7 | 3 | 3 | 3 | 0 | 0 | 0 | 0 | 0 | 0 | 0 | 0 | 0 | 0 | 0 | 0 | 0 | 0 | 0 | 0 | 0 | 0 | 0 | 0 | 0
Oil/Gas Combined Cycle | 0 | 0 | 0 | 0 | 0 | 0 | 0 | 0 | 0 | 0 | 0 | 0 | 0 | 31 | 31 | 0 | 0 | 0 | 0 | 0 | 0 | 0 | 0 | 0 | 0 | 0 | 0 | 0 | 0 | 0 | 0 | 0 | 0 | 0 | 0 | 0
Coal | 123 | 123 | 123 | 127 | 135 | 13 | 51 | 52 | 67 | 52 | 59 | 58 | 58 | 59 | 58 | 0 | 0 | 0 | 0 | 0 | 0 | 0 | 0 | 0 | 0 | 0 | 0 | 0 | 0 | 0 | 0 | 0 | 0 | 0 | 0 | 0
Nuclear | 0 | 0 | 0 | 0 | 0 | 0 | 0 | 0 | 0 | 0 | 0 | 0 | 0 | 0 | 0 | 0 | 0 | 0 | 0 | 0 | 0 | 0 | 0 | 0 | 0 | 0 | 0 | 0 | 0 | 0 | 0 | 0 | 0 | 0 | 0 | 0
Biomass / Geothermal | 27 | 32 | 27 | 38 | 0 | 0 | 0 | 39 | 42 | 44 | 53 | 53 | 53 | 53 | 53 | 52 | 54 | 54 | 54 | 54 | 59 | 59 | 58 | 58 | 57 | 57 | 57 | 57 | 57 | 57 | 57 | 57 | 57 | 57 | 57 | 57
Solar | 0 | 0 | 0 | 0 | 0 | 0 | 0 | 0 | 0 | 1 | 1 | 1 | 2 | 2 | 3 | 3 | 3 | 4 | 5 | 5 | 7 | 7 | 8 | 9 | 10 | 11 | 13 | 14 | 16 | 18 | 20 | 22 | 24 | 26 | 28 | 31
Wind | 53 | 325 | 325 | 412 | 365 | 343 | 747 | 877 | 868 | 911 | 860 | 838 | 738 | 743 | 739 | 724 | 847 | 940 | 943 | 1037 | 1142 | 1448 | 1529 | 1532 | 1593 | 1598 | 1698 | 1703 | 1804 | 1809 | 1815 | 1821 | 1827 | 1833 | 1839 | 1845
Hydro / Wave / Tidal | 36440 | 33651 | 33513 | 34588 | 33549 | 33269 | 34206 | 32185 | 35337 | 34495 | 36835 | 36803 | 36802 | 37019 | 36825 | 38172 | 41445 | 41416 | 41485 | 41476 | 45454 | 45388 | 47405 | 47423 | 50459 | 50514 | 50499 | 50555 | 50543 | 50599 | 50654 | 50703 | 50754 | 50802 | 50841 | 50884
Alberta
_ | 2005 | 2006 | 2007 | 2008 | 2009 | 2010 | 2011 | 2012 | 2013 | 2014 | 2015 | 2016 | 2017 | 2018 | 2019 | 2020 | 2021 | 2022 | 2023 | 2024 | 2025 | 2026 | 2027 | 2028 | 2029 | 2030 | 2031 | 2032 | 2033 | 2034 | 2035 | 2036 | 2037 | 2038 | 2039 | 2040
Oil/Gas Combustion Turbine | 7553.9 | 7742.4 | 7742.6 | 9209.2 | 10794 | 11365.7 | 13110.2 | 14583 | 14883.8 | 15069.4 | 14979.2 | 15234.7 | 15869.6 | 18423.3 | 17056.3 | 18712.4 | 19409.7 | 19409.6 | 20281.3 | 21152.9 | 22809 | 22809 | 22809 | 23680.6 | 24922 | 26208.3 | 27079.9 | 27079.9 | 27951.5 | 27951.5 | 30479.2 | 30479.2 | 31263.7 | 31263.7 | 32135.3 | 32135.3
Oil/Gas Steam Turbine | 1558.96 | 1558.96 | 1558.96 | 1594.15 | 1100.82 | 2928.77 | 2931.92 | 3214.74 | 3295.17 | 1476.74 | 2235.91 | 2224.23 | 2224.23 | 2224.23 | 2224.23 | 2224.23 | 2224.23 | 2224.23 | 2224.23 | 2224.23 | 2224.23 | 2224.23 | 2224.23 | 2224.23 | 2224.23 | 2224.23 | 2224.23 | 2224.23 | 2224.23 | 2224.23 | 2224.23 | 2224.23 | 2224.23 | 2224.23 | 2224.23 | 2224.23
Oil/Gas Combined Cycle | 8697.33 | 8697.33 | 8697.33 | 9580.12 | 10309.14 | 10364.32 | 9369.67 | 10667.49 | 10549.06 | 11543.66 | 20080.73 | 23223.83 | 26413.06 | 31388.21 | 31548.52 | 33648.18 | 36001.56 | 36001.55 | 39329.87 | 43336.06 | 43430.39 | 45792.33 | 50375.64 | 47403.98 | 56356.03 | 57103.45 | 56848.32 | 58115.91 | 58912.73 | 57156.1 | 56154.53 | 57831.94 | 59271.39 | 60923.16 | 61532.96 | 63146.7
Coal | 43954.02 | 43954.02 | 43954.02 | 42268.47 | 41551.17 | 41473.45 | 42433.89 | 35659.48 | 38089.58 | 46940.43 | 43363.66 | 43410.34 | 42545.28 | 36913.95 | 39428.37 | 37106.16 | 35145.93 | 36953.54 | 35090.72 | 32203.86 | 32148.04 | 31621.16 | 28707.31 | 32644.22 | 22824.75 | 21815.02 | 23481.18 | 23481.18 | 23481.18 | 26967.66 | 26967.66 | 26967.66 | 26967.66 | 26967.66 | 26967.66 | 26967.66
Nuclear | 0 | 0 | 0 | 0 | 0 | 0 | 0 | 0 | 0 | 0 | 0 | 0 | 0 | 0 | 0 | 0 | 0 | 0 | 0 | 0 | 0 | 0 | 0 | 0 | 0 | 0 | 0 | 0 | 0 | 0 | 0 | 0 | 0 | 0 | 0 | 0
Biomass / Geothermal | 997.9 | 1024.6 | 1030.3 | 1024.8 | 412.3 | 1539.3 | 1431.4 | 1863.8 | 1565.7 | 1409.8 | 1409.8 | 1695.7 | 1695.7 | 1695.7 | 1695.7 | 1695.7 | 1695.7 | 1695.7 | 1695.7 | 1695.7 | 1695.7 | 1695.7 | 1695.7 | 1695.7 | 1695.7 | 1695.7 | 1695.7 | 1695.7 | 1695.7 | 1695.7 | 1695.7 | 1695.7 | 1695.7 | 1695.7 | 1695.7 | 1695.7
Solar | 0 | 0 | 0 | 0 | 0 | 0 | 0 | 0 | 0 | 0.95 | 0.95 | 0.95 | 0.95 | 0.95 | 0.95 | 88.11 | 88.11 | 88.11 | 88.11 | 88.11 | 175.27 | 175.27 | 175.27 | 175.27 | 175.27 | 262.43 | 262.44 | 262.44 | 262.44 | 262.44 | 349.59 | 349.59 | 349.59 | 349.59 | 349.59 | 349.59
Wind | 379.15 | 529.93 | 714.44 | 998.89 | 1405.65 | 2094.95 | 2210.42 | 2481.7 | 3087.82 | 3527.25 | 3615.46 | 4049.95 | 4570.86 | 4930.59 | 5430.44 | 5507.53 | 5584.62 | 5661.7 | 5738.79 | 5815.88 | 5892.97 | 5970.06 | 6047.15 | 6124.23 | 6201.32 | 6278.41 | 6355.5 | 6432.58 | 6509.67 | 6586.76 | 6598.41 | 6598.41 | 6598.41 | 6598.41 | 6598.41 | 6598.41
Hydro / Wave / Tidal | 2116.98 | 2116.98 | 2116.98 | 1985.83 | 1603.34 | 1809.65 | 1952.45 | 2543.02 | 1966.41 | 1371.45 | 1371.45 | 1371.45 | 1371.45 | 1371.45 | 1371.45 | 1371.45 | 1371.45 | 1371.45 | 1371.45 | 1371.45 | 1371.45 | 1371.45 | 1371.45 | 1371.45 | 1371.45 | 1371.45 | 1371.45 | 1371.45 | 1371.45 | 1371.45 | 1371.45 | 1371.45 | 1371.45 | 1371.45 | 1371.45 | 1371.45
British Columbia
_ | 2005 | 2006 | 2007 | 2008 | 2009 | 2010 | 2011 | 2012 | 2013 | 2014 | 2015 | 2016 | 2017 | 2018 | 2019 | 2020 | 2021 | 2022 | 2023 | 2024 | 2025 | 2026 | 2027 | 2028 | 2029 | 2030 | 2031 | 2032 | 2033 | 2034 | 2035 | 2036 | 2037 | 2038 | 2039 | 2040
Oil/Gas Combustion Turbine | 62 | 62 | 62 | 63 | 680 | 447 | 352 | 327 | 410 | 423 | 395 | 504 | 495 | 494 | 499 | 499 | 496 | 498 | 494 | 497 | 468 | 526 | 513 | 514 | 531 | 532 | 532 | 533 | 532 | 533 | 533 | 591 | 590 | 591 | 592 | 594
Oil/Gas Steam Turbine | 506 | 506 | 506 | 710 | 1131 | 1016 | 920 | 901 | 1019 | 226 | 117 | 259 | 255 | 254 | 256 | 256 | 255 | 256 | 254 | 256 | 241 | 241 | 235 | 235 | 244 | 244 | 244 | 244 | 244 | 244 | 244 | 244 | 244 | 244 | 245 | 245
Oil/Gas Combined Cycle | 2960 | 2807 | 2115 | 2343 | 1495 | 1963 | 1006 | 785 | 362 | 1384 | 987 | 843 | 828 | 825 | 834 | 834 | 1507 | 1514 | 2176 | 2190 | 2062 | 2067 | 2017 | 2019 | 2089 | 2092 | 2089 | 2093 | 2090 | 2095 | 2093 | 2096 | 2092 | 2095 | 2097 | 2104
Coal | 0 | 0 | 0 | 0 | 0 | 0 | 0 | 0 | 0 | 0 | 0 | 0 | 0 | 0 | 0 | 0 | 0 | 0 | 0 | 0 | 0 | 0 | 0 | 0 | 0 | 0 | 0 | 0 | 0 | 0 | 0 | 0 | 0 | 0 | 0 | 0
Nuclear | 0 | 0 | 0 | 0 | 0 | 0 | 0 | 0 | 0 | 0 | 0 | 0 | 0 | 0 | 0 | 0 | 0 | 0 | 0 | 0 | 0 | 0 | 0 | 0 | 0 | 0 | 0 | 0 | 0 | 0 | 0 | 0 | 0 | 0 | 0 | 0
Biomass / Geothermal | 3254 | 3254 | 3254 | 2739 | 2163 | 3848 | 4165 | 4289 | 4121 | 3964 | 3711 | 3907 | 4270 | 4256 | 4558 | 4559 | 4788 | 4810 | 5022 | 5056 | 4995 | 5008 | 5124 | 5128 | 5550 | 5558 | 5797 | 5807 | 6045 | 6059 | 6297 | 6305 | 6600 | 6611 | 6618 | 6640
Solar | 0 | 0 | 0 | 0 | 0 | 0 | 0 | 0 | 0 | 1 | 2 | 2 | 4 | 11 | 11 | 12 | 14 | 16 | 26 | 30 | 33 | 38 | 42 | 54 | 63 | 71 | 80 | 90 | 106 | 116 | 127 | 139 | 150 | 168 | 181 | 195
Wind | 0 | 0 | 0 | 0 | 34 | 123 | 485 | 508 | 860 | 1071 | 1206 | 673 | 1146 | 1299 | 1313 | 1313 | 1305 | 1311 | 1457 | 1467 | 1381 | 1384 | 1351 | 1352 | 1399 | 1401 | 1399 | 1402 | 1400 | 1403 | 1402 | 1403 | 1401 | 1403 | 1404 | 1409
Hydro / Wave / Tidal | 60327 | 54247 | 64287 | 58699 | 56462 | 54152 | 61037 | 65141 | 59223 | 57573 | 59899 | 61944 | 61619 | 61616 | 62438 | 62646 | 62483 | 62954 | 62616 | 63207 | 64325 | 64672 | 64948 | 65173 | 67536 | 67821 | 67926 | 68231 | 68333 | 68685 | 68792 | 69063 | 69121 | 69420 | 69678 | 69917
Saskatchewan
_ | 2005 | 2006 | 2007 | 2008 | 2009 | 2010 | 2011 | 2012 | 2013 | 2014 | 2015 | 2016 | 2017 | 2018 | 2019 | 2020 | 2021 | 2022 | 2023 | 2024 | 2025 | 2026 | 2027 | 2028 | 2029 | 2030 | 2031 | 2032 | 2033 | 2034 | 2035 | 2036 | 2037 | 2038 | 2039 | 2040
Oil/Gas Combustion Turbine | 102 | 402 | 174 | 265 | 534 | 454 | 427 | 583 | 674 | 702 | 703 | 703 | 612 | 656 | 414 | 42 | 166 | 38 | 39 | 38 | 38 | 38 | 38 | 39 | 38 | 38 | 38 | 38 | 38 | 38 | 38 | 38 | 38 | 38 | 38 | 38
Oil/Gas Steam Turbine | 0 | 0 | 0 | 977 | 913 | 444 | 451 | 553 | 551 | 1341 | 1491 | 1222 | 1142 | 1154 | 1142 | 1104 | 1225 | 1130 | 1171 | 1128 | 865 | 865 | 865 | 1170 | 865 | 865 | 865 | 865 | 865 | 865 | 865 | 865 | 865 | 865 | 865 | 865
Oil/Gas Combined Cycle | 2827 | 2827 | 2827 | 3222 | 2406 | 2561 | 2841 | 3177 | 3190 | 3649 | 4108 | 4108 | 4108 | 4108 | 4108 | 5929 | 5994 | 7734 | 7804 | 7740 | 9646 | 9726 | 9660 | 11608 | 11660 | 11593 | 11619 | 11575 | 10636 | 10502 | 11498 | 11508 | 12657 | 12531 | 12544 | 12557
Coal | 12172 | 11782 | 12600 | 12697 | 13374 | 12577 | 12153 | 12042 | 13657 | 11172 | 12830 | 12599 | 12426 | 12352 | 11674 | 11672 | 11111 | 9001 | 9097 | 8976 | 6951 | 6746 | 6775 | 4132 | 3973 | 3630 | 3648 | 3605 | 4582 | 4448 | 3527 | 3560 | 2430 | 2304 | 2318 | 2329
Nuclear | 0 | 0 | 0 | 0 | 0 | 0 | 0 | 0 | 0 | 0 | 0 | 0 | 0 | 0 | 0 | 0 | 0 | 0 | 0 | 0 | 0 | 0 | 0 | 0 | 0 | 0 | 0 | 0 | 0 | 0 | 0 | 0 | 0 | 0 | 0 | 0
Biomass / Geothermal | 0 | 0 | 0 | 0 | 0 | 0 | 0 | 0 | 0 | 0 | 0 | 151 | 151 | 151 | 151 | 151 | 151 | 151 | 151 | 151 | 151 | 151 | 151 | 151 | 151 | 151 | 151 | 151 | 151 | 151 | 151 | 151 | 151 | 151 | 151 | 151
Solar | 0 | 0 | 0 | 0 | 0 | 0 | 0 | 0 | 0 | 1 | 1 | 1 | 1 | 1 | 36 | 71 | 106 | 132 | 132 | 132 | 133 | 133 | 160 | 160 | 161 | 161 | 162 | 189 | 191 | 192 | 193 | 195 | 223 | 224 | 226 | 228
Wind | 92 | 573 | 620 | 574 | 579 | 507 | 682 | 655 | 646 | 636 | 684 | 734 | 1151 | 1151 | 1152 | 1457 | 1458 | 1764 | 1765 | 2237 | 2709 | 3180 | 3650 | 4121 | 4592 | 5062 | 5062 | 5062 | 5062 | 5368 | 5368 | 5368 | 5368 | 5673 | 5673 | 5673
Hydro / Wave / Tidal | 4573 | 4032 | 4393 | 4030 | 2962 | 3866 | 4641 | 4240 | 4449 | 4706 | 4524 | 4524 | 4524 | 4525 | 4525 | 4525 | 4756 | 4756 | 4757 | 4757 | 4860 | 4860 | 4861 | 4862 | 4862 | 4863 | 4864 | 4967 | 4967 | 4968 | 4969 | 4970 | 4971 | 4972 | 4973 | 4974
Yukon
_ | 2005 | 2006 | 2007 | 2008 | 2009 | 2010 | 2011 | 2012 | 2013 | 2014 | 2015 | 2016 | 2017 | 2018 | 2019 | 2020 | 2021 | 2022 | 2023 | 2024 | 2025 | 2026 | 2027 | 2028 | 2029 | 2030 | 2031 | 2032 | 2033 | 2034 | 2035 | 2036 | 2037 | 2038 | 2039 | 2040
Oil/Gas Combustion Turbine | 22 | 22 | 22 | 22 | 19 | 25 | 37 | 24 | 23 | 0 | 0 | 0 | 0 | 1 | 86 | 73 | 69 | 76 | 2 | 1 | 0 | 0 | 0 | 0 | 0 | 0 | 0 | 0 | 0 | 0 | 0 | 0 | 0 | 0 | 0 | 0
Oil/Gas Steam Turbine | 0 | 0 | 0 | 0 | 0 | 0 | 0 | 0 | 0 | 0 | 0 | 0 | 0 | 0 | 0 | 0 | 0 | 0 | 0 | 0 | 0 | 0 | 0 | 0 | 0 | 0 | 0 | 0 | 0 | 0 | 0 | 0 | 0 | 0 | 0 | 0
Oil/Gas Combined Cycle | 0 | 0 | 0 | 0 | 0 | 0 | 0 | 0 | 0 | 0 | 0 | 0 | 0 | 0 | 0 | 11 | 10 | 12 | 0 | 0 | 0 | 0 | 0 | 0 | 0 | 0 | 0 | 0 | 0 | 0 | 0 | 0 | 0 | 0 | 0 | 0
Coal | 0 | 0 | 0 | 0 | 0 | 0 | 0 | 0 | 0 | 0 | 0 | 0 | 0 | 0 | 0 | 0 | 0 | 0 | 0 | 0 | 0 | 0 | 0 | 0 | 0 | 0 | 0 | 0 | 0 | 0 | 0 | 0 | 0 | 0 | 0 | 0
Nuclear | 0 | 0 | 0 | 0 | 0 | 0 | 0 | 0 | 0 | 0 | 0 | 0 | 0 | 0 | 0 | 0 | 0 | 0 | 0 | 0 | 0 | 0 | 0 | 0 | 0 | 0 | 0 | 0 | 0 | 0 | 0 | 0 | 0 | 0 | 0 | 0
Biomass / Geothermal | 0 | 0 | 0 | 0 | 0 | 0 | 0 | 0 | 0 | 0 | 0 | 2 | 2 | 3 | 10 | 17 | 17 | 17 | 19 | 18 | 16 | 15 | 15 | 15 | 14 | 14 | 14 | 14 | 14 | 13 | 14 | 13 | 13 | 13 | 13 | 13
Solar | 0 | 0 | 0 | 0 | 0 | 0 | 0 | 0 | 0 | 0 | 0 | 0 | 0 | 0 | 0 | 0 | 0 | 0 | 0 | 0 | 0 | 0 | 0 | 0 | 0 | 0 | 0 | 0 | 0 | 0 | 0 | 0 | 0 | 0 | 1 | 1
Wind | 0 | 0 | 0 | 0 | 0 | 0 | 0 | 0 | 0 | 0 | 0 | 0 | 0 | 0 | 0 | 0 | 0 | 0 | 0 | 0 | 33 | 32 | 32 | 31 | 29 | 29 | 29 | 29 | 28 | 28 | 28 | 28 | 27 | 27 | 28 | 27
Hydro / Wave / Tidal | 331 | 331 | 331 | 348 | 379 | 380 | 388 | 430 | 347 | 414 | 425 | 410 | 387 | 448 | 552 | 552 | 552 | 595 | 517 | 503 | 459 | 443 | 442 | 435 | 432 | 432 | 435 | 438 | 429 | 428 | 430 | 427 | 410 | 411 | 420 | 411
Northwest Territories
_ | 2005 | 2006 | 2007 | 2008 | 2009 | 2010 | 2011 | 2012 | 2013 | 2014 | 2015 | 2016 | 2017 | 2018 | 2019 | 2020 | 2021 | 2022 | 2023 | 2024 | 2025 | 2026 | 2027 | 2028 | 2029 | 2030 | 2031 | 2032 | 2033 | 2034 | 2035 | 2036 | 2037 | 2038 | 2039 | 2040
Oil/Gas Combustion Turbine | 434 | 434 | 434 | 493 | 388 | 301 | 192 | 194 | 297 | 475 | 481 | 504 | 522 | 524 | 523 | 517 | 516 | 471 | 474 | 454 | 442 | 440 | 435 | 430 | 402 | 395 | 393 | 391 | 388 | 386 | 381 | 379 | 376 | 375 | 372 | 371
Oil/Gas Steam Turbine | 0 | 0 | 0 | 0 | 0 | 0 | 0 | 0 | 0 | 0 | 0 | 0 | 0 | 0 | 0 | 0 | 0 | 0 | 0 | 0 | 0 | 0 | 0 | 0 | 0 | 0 | 0 | 0 | 0 | 0 | 0 | 0 | 0 | 0 | 0 | 0
Oil/Gas Combined Cycle | 0 | 0 | 0 | 0 | 0 | 0 | 0 | 0 | 0 | 0 | 0 | 0 | 0 | 0 | 0 | 0 | 0 | 0 | 0 | 0 | 0 | 0 | 0 | 0 | 0 | 0 | 0 | 0 | 0 | 0 | 0 | 0 | 0 | 0 | 0 | 0
Coal | 0 | 0 | 0 | 0 | 0 | 0 | 0 | 0 | 0 | 0 | 0 | 0 | 0 | 0 | 0 | 0 | 0 | 0 | 0 | 0 | 0 | 0 | 0 | 0 | 0 | 0 | 0 | 0 | 0 | 0 | 0 | 0 | 0 | 0 | 0 | 0
Nuclear | 0 | 0 | 0 | 0 | 0 | 0 | 0 | 0 | 0 | 0 | 0 | 0 | 0 | 0 | 0 | 0 | 0 | 0 | 0 | 0 | 0 | 0 | 0 | 0 | 0 | 0 | 0 | 0 | 0 | 0 | 0 | 0 | 0 | 0 | 0 | 0
Biomass / Geothermal | 0 | 0 | 0 | 0 | 0 | 0 | 0 | 0 | 0 | 0 | 0 | 0 | 0 | 0 | 0 | 0 | 0 | 0 | 0 | 17 | 17 | 17 | 17 | 17 | 17 | 17 | 17 | 17 | 17 | 17 | 17 | 17 | 17 | 17 | 17 | 17
Solar | 0 | 0 | 0 | 0 | 0 | 0 | 0 | 0 | 0 | 0 | 1 | 2 | 3 | 4 | 4 | 5 | 6 | 6 | 6 | 7 | 9 | 9 | 10 | 10 | 11 | 13 | 14 | 15 | 15 | 16 | 19 | 19 | 20 | 21 | 22 | 23
Wind | 0 | 0 | 0 | 0 | 0 | 0 | 0 | 0 | 2 | 5 | 5 | 8 | 9 | 9 | 10 | 13 | 14 | 16 | 12 | 13 | 15 | 16 | 17 | 19 | 21 | 22 | 24 | 26 | 27 | 29 | 31 | 33 | 34 | 36 | 37 | 38
Hydro / Wave / Tidal | 250 | 250 | 250 | 247 | 254 | 220 | 260 | 253 | 263 | 228 | 228 | 228 | 228 | 230 | 230 | 230 | 230 | 273 | 274 | 273 | 273 | 274 | 273 | 274 | 300 | 300 | 300 | 300 | 300 | 300 | 300 | 300 | 300 | 300 | 300 | 300
Nunavut
_ | 2005 | 2006 | 2007 | 2008 | 2009 | 2010 | 2011 | 2012 | 2013 | 2014 | 2015 | 2016 | 2017 | 2018 | 2019 | 2020 | 2021 | 2022 | 2023 | 2024 | 2025 | 2026 | 2027 | 2028 | 2029 | 2030 | 2031 | 2032 | 2033 | 2034 | 2035 | 2036 | 2037 | 2038 | 2039 | 2040
Oil/Gas Combustion Turbine | 142 | 145 | 149 | 182 | 162 | 162 | 98 | 98 | 98 | 158 | 173 | 182 | 190 | 192 | 121 | 125 | 128 | 149 | 150 | 150 | 151 | 153 | 156 | 156 | 159 | 159 | 159 | 159 | 159 | 161 | 164 | 168 | 168 | 169 | 170 | 173
Oil/Gas Steam Turbine | 0 | 0 | 0 | 0 | 0 | 0 | 0 | 0 | 0 | 0 | 0 | 0 | 0 | 0 | 0 | 0 | 0 | 0 | 0 | 0 | 0 | 0 | 0 | 0 | 0 | 0 | 0 | 0 | 0 | 0 | 0 | 0 | 0 | 0 | 0 | 0
Oil/Gas Combined Cycle | 0 | 0 | 0 | 0 | 0 | 0 | 0 | 0 | 0 | 0 | 0 | 0 | 0 | 0 | 0 | 0 | 0 | 0 | 0 | 0 | 0 | 0 | 0 | 0 | 0 | 0 | 0 | 0 | 0 | 0 | 0 | 0 | 0 | 0 | 0 | 0
Coal | 0 | 0 | 0 | 0 | 0 | 0 | 0 | 0 | 0 | 0 | 0 | 0 | 0 | 0 | 0 | 0 | 0 | 0 | 0 | 0 | 0 | 0 | 0 | 0 | 0 | 0 | 0 | 0 | 0 | 0 | 0 | 0 | 0 | 0 | 0 | 0
Nuclear | 0 | 0 | 0 | 0 | 0 | 0 | 0 | 0 | 0 | 0 | 0 | 0 | 0 | 0 | 0 | 0 | 0 | 0 | 0 | 0 | 0 | 0 | 0 | 0 | 0 | 0 | 0 | 0 | 0 | 0 | 0 | 0 | 0 | 0 | 0 | 0
Biomass / Geothermal | 0 | 0 | 0 | 0 | 0 | 0 | 0 | 0 | 0 | 0 | 0 | 0 | 0 | 0 | 0 | 0 | 0 | 0 | 0 | 0 | 0 | 0 | 0 | 0 | 0 | 0 | 0 | 0 | 0 | 0 | 0 | 0 | 0 | 0 | 0 | 0
Solar | 0 | 0 | 0 | 0 | 0 | 0 | 0 | 0 | 0 | 0 | 0 | 0 | 0 | 0 | 0 | 0 | 0 | 0 | 0 | 0 | 0 | 0 | 0 | 0 | 0 | 0 | 0 | 0 | 0 | 0 | 0 | 0 | 0 | 0 | 0 | 0
Wind | 0 | 0 | 0 | 0 | 0 | 0 | 0 | 0 | 0 | 0 | 0 | 0 | 0 | 0 | 2 | 0 | 0 | 0 | 0 | 0 | 0 | 0 | 0 | 0 | 0 | 0 | 0 | 0 | 0 | 0 | 0 | 1 | 1 | 1 | 1 | 1
Hydro / Wave / Tidal | 0 | 0 | 0 | 0 | 0 | 0 | 0 | 0 | 0 | 0 | 0 | 0 | 0 | 0 | 69 | 69 | 69 | 69 | 69 | 69 | 69 | 69 | 69 | 69 | 69 | 69 | 69 | 69 | 69 | 69 | 69 | 69 | 69 | 69 | 69 | 69

## Pre-ret calculations
Notes
2014 is last historical value in CEF2016 | 6691.8159
Added columns to inform about generation and share of generation by technology – to help with understanding the big picture
Average capacity factors by technology type (2010-2014)
CEF technology type | EPS technology type | Average CF 2010-2014 (%) | Average gen 2010-2014 (GWh) | Average share of gen (%) | Notes
Oil/Gas Combustion Turbine | Natural gas peaker, petroleum | 0.478 | 13998.55 | 18.34%
Oil/Gas Steam Turbine | natural gas peaker | 0.631 | 2680.5417 | 3.513%
Oil/Gas Combined Cycle | natural gas nonpeaker | 0.509 | 12095.8217 | 15.85% | Assuming all NGCC in Canada are used as peakers
Coal | Hard coal, lignite | 0.759 | 41326.7483 | 54.16%
Nuclear | Nuclear | 0 | 0 | 0%
Biomass / Geothermal | biomass, geothermal | 0.861 | 1536.6333 | 2.014% | Biomass since geothermal is nonexistent in AB
Solar | solar PV, solar thermal | 0.01 | 0.31667 | 0.000415% | Not sure why we have solar thermal here.. Is it actually used by the model?
Wind | Onshore/offshore wind | 0.295 | 2836.2667 | 3.717%
Hydro / Wave / Tidal | hydro | 0.252 | 1835.7383 | 2.406%
76310.6167
| 2005 | 2006 | 2007 | 2008 | 2009 | 2010 | 2011 | 2012 | 2013 | 2014
| 0.53022 | 0.53022 | 0.53022 | 0.58404 | 0.59572 | 0.54966 | 0.48213 | 0.50666 | 0.48163 | 0.52536

## AESO CF
All technologies
Annual Capacity Factor
Year | Coal | Cogen | CC | SC | Hydro | Wind | Other
2013 | 70% | 31% | 34% | 15% | 26% | 32% | 26%
2014 | 77% | 30% | 15% | 8% | 24% | 29% | 22%
2015 | 72% | 30% | 33% | 9% | 22% | 32% | 20%
2016 | 69% | 26% | 40% | 9% | 22% | 35% | 16%
2017 | 67% | 26% | 49% | 12% | 24% | 35% | 13.53%
Average 5-yrs | 71% | 69.22% | 34.2% | 10.6% | 23.6% | 32.6% | 19.51%
Average 3-yrs | 69.33% | 27.33% | 40.67% | 10% | 22.67% | 34% | 16.51%
Source: AESO, AESO 2017 Annual Market Statistics
Note: data only captures electricity provided to the grid, and tehrefore excludes behind-the-fence generation used onsite (as explained page 11, around figure 11 of the AESO report)
This explains the low capacity factor for cogeneration, for which another dataset needs to be found.
Cogeneration
AESO does not provide much data on behind-the-fence generation, which is produced through cogeneration. AESO forecast is used to derive an average capacity factor fo cogeneration.
| Capacity (MW) | Generation (GWh)
2022 | 5024 | 30460 | 69.21%
2027 | 5114 | 30930 | 69.04%
2032 | 5204 | 31500 | 69.1%
2037 | 5339 | 32510 | 69.51%
Reference Case and Scenario Load Peak and Installed Generation by Type (MW) | [8 empty] | Reference Case and Scenario Load Energy and Energy by Fuel Type (GWh)
2022 |  | Reference Case | Low Growth | High Coal-to-Gas | No Coal-to-Gas | Large-hydro Addition | Western Integration | High Cogeneration | 2022 |  | Reference Case* | Low Growth | High Coal-to-Gas | No Coal-to-Gas | Large-hydro Addition | Western Integration | High Cogeneration
Demand | AIL Peak | 12260 | 11847 | 12260 | 12260 | 12260 | 12260 | 12260 | Demand | Total AIL Energy | 87870 | 85070 | 87870 | 87870 | 87870 | 87870 | 87870
Generation | Coal-fired | 3849 | 3849 | 3849 | 5430 | 3849 | 3849 | 3849 | Generation | Coal-fired | 21290 | 20220 | 21500 | 23710 | 21280 | 21220 | 19200
| Cogeneration | 5024 | 4934 | 5024 | 5024 | 5024 | 5024 | 5484 |  | Cogeneration | 30460 | 29800 | 30460 | 30440 | 30460 | 30460 | 33930
| Combined Cycle | 1746 | 1746 | 1746 | 1746 | 1746 | 1746 | 1746 |  | Combined Cycle | 10750 | 10730 | 10740 | 10730 | 10750 | 10760 | 10680
| Simple Cycle | 1059 | 916 | 916 | 1059 | 964 | 916 | 916 |  | Simple Cycle | 2140 | 1910 | 2030 | 1840 | 2110 | 2100 | 1780
| Coal-to-Gas | 1581 | 1581 | 1581 | 0 | 1581 | 1581 | 1581 |  | Coal-to-Gas | 1710 | 1530 | 1690 | 0 | 1770 | 1790 | 1360
| Hydro | 894 | 894 | 894 | 894 | 894 | 894 | 894 |  | Hydro | 1910 | 1910 | 1910 | 1910 | 1910 | 1910 | 1910
| Wind | 3045 | 2945 | 3045 | 3045 | 3045 | 3045 | 3045 |  | Wind | 9890 | 9530 | 9890 | 9890 | 9890 | 9890 | 9890
| Solar | 200 | 200 | 200 | 200 | 200 | 200 | 200 |  | Solar | 300 | 300 | 300 | 300 | 300 | 300 | 300
| Other | 479 | 479 | 479 | 479 | 479 | 479 | 479 |  | Other | 2570 | 2570 | 2570 | 2570 | 2570 | 2570 | 2570
| Total | 17877 | 17544 | 17734 | 17877 | 17782 | 17734 | 18194 |  | Intertie | 6850 | 6570 | 6780 | 6480 | 6830 | 6870 | 6250
[10 empty] | Total | 87870 | 85070 | 87870 | 87870 | 87870 | 87870 | 87870
2027 |  | Reference Case | Low Growth | High Coal-to-Gas | No Coal-to-Gas | Large-hydro Addition | Western Integration | High Cogeneration | 2027 |  | Reference Case | Low Growth | High Coal-to-Gas | No Coal-to-Gas | Large-hydro Addition | Western Integration | High Cogeneration
Demand | AIL Peak | 12814 | 12025 | 12814 | 12814 | 12814 | 12814 | 12814 | Demand | Total AIL Energy | 91680 | 86400 | 91680 | 91680 | 91680 | 91680 | 91680
Generation | Coal-fired | 2904 | 2904 | 2904 | 3309 | 2904 | 2904 | 2904 | Generation | Coal-fired | 13720 | 15030 | 15090 | 11450 | 13840 | 12750 | 13410
| Cogeneration | 5114 | 4934 | 5114 | 5114 | 5114 | 5114 | 6029 |  | Cogeneration | 30930 | 29680 | 30970 | 30810 | 30920 | 30920 | 37730
| Combined Cycle | 2656 | 1746 | 2201 | 3566 | 2656 | 2656 | 1746 |  | Combined Cycle | 15920 | 10430 | 13240 | 21090 | 15920 | 15860 | 10100
| Simple Cycle | 1249 | 916 | 916 | 2056 | 964 | 916 | 916 |  | Simple Cycle | 1800 | 1960 | 1950 | 1620 | 1630 | 1580 | 1610
| Coal-to-Gas | 2371 | 2371 | 2526 | 0 | 2371 | 2371 | 2371 |  | Coal-to-Gas | 1630 | 2160 | 2210 | 0 | 1680 | 1560 | 1580
| Hydro | 894 | 894 | 894 | 894 | 894 | 894 | 894 |  | Hydro | 1910 | 1920 | 1910 | 1910 | 1910 | 1910 | 1910
| Wind | 5045 | 4695 | 5045 | 5045 | 5045 | 5045 | 5045 |  | Wind | 16900 | 15670 | 16900 | 16900 | 16900 | 16900 | 16900
| Solar | 400 | 400 | 400 | 400 | 400 | 400 | 400 |  | Solar | 590 | 590 | 590 | 590 | 590 | 590 | 590
| Other | 479 | 479 | 479 | 479 | 479 | 479 | 479 |  | Other | 2550 | 2560 | 2560 | 2540 | 2550 | 2550 | 2550
| Total | 21112 | 19339 | 20479 | 20863 | 20827 | 20779 | 20784 |  | Intertie | 5730 | 6400 | 6260 | 4770 | 5740 | 7060 | 5300
[10 empty] | Total | 91680 | 86400 | 91680 | 91680 | 91680 | 91680 | 91680
2032 |  | Reference Case | Low Growth | High Coal-to-Gas | No Coal-to-Gas | Large-hydro Addition | Western Integration | High Cogeneration | 2032 |  | Reference Case | Low Growth | High Coal-to-Gas | No Coal-to-Gas | Large-hydro Addition | Western Integration | High Cogeneration
Demand | AIL Peak | 13486 | 12277 | 13486 | 13486 | 13486 | 13486 | 13486 | Demand | Total AIL Energy | 96350 | 88280 | 96350 | 96350 | 96350 | 96350 | 96350
Generation | Coal-fired | 0 | 0 | 0 | 0 | 0 | 0 | 0 | Generation | Coal-fired | 0 | 0 | 0 | 0 | 0 | 0 | 0
| Cogeneration | 5204 | 4934 | 5204 | 5204 | 5204 | 5204 | 6389 |  | Cogeneration | 31500 | 29520 | 31720 | 31280 | 31490 | 31480 | 40200
| Combined Cycle | 5386 | 4931 | 3111 | 6751 | 5386 | 5841 | 4476 |  | Combined Cycle | 29070 | 26410 | 18330 | 33250 | 29040 | 30720 | 22150
| Simple Cycle | 1486 | 964 | 916 | 2816 | 1249 | 916 | 1106 |  | Simple Cycle | 1580 | 1140 | 2500 | 890 | 1490 | 980 | 1240
| Coal-to-Gas | 2371 | 2371 | 5430 | 0 | 2371 | 2371 | 2371 |  | Coal-to-Gas | 1060 | 880 | 7530 | 0 | 1080 | 720 | 890
| Hydro | 1244 | 1244 | 1244 | 1244 | 1414 | 1244 | 1244 |  | Hydro | 3880 | 3880 | 3890 | 3880 | 4060 | 3880 | 3890
| Wind | 6445 | 5745 | 6445 | 6445 | 6445 | 6445 | 6445 |  | Wind | 21900 | 19430 | 21900 | 21900 | 21900 | 21900 | 21880
| Solar | 700 | 700 | 700 | 700 | 700 | 700 | 700 |  | Solar | 1010 | 1010 | 1010 | 1010 | 1010 | 1010 | 1010
| Other | 479 | 479 | 479 | 479 | 479 | 479 | 479 |  | Other | 2540 | 2540 | 2570 | 2520 | 2540 | 2540 | 2540
| Total | 23315 | 21368 | 23529 | 23639 | 23248 | 23200 | 23210 |  | Intertie | 3810 | 3470 | 6900 | 1620 | 3740 | 3120 | 2550
[10 empty] | Total | 96350 | 88280 | 96350 | 96350 | 96350 | 96350 | 96350
2037 |  | Reference Case | Low Growth | High Coal-to-Gas | No Coal-to-Gas | Large-hydro Addition | Western Integration | High Cogeneration | 2037 |  | Reference Case | Low Growth | High Coal-to-Gas | No Coal-to-Gas | Large-hydro Addition | Western Integration | High Cogeneration
Demand | AIL Peak | 13947 | 12484 | 13947 | 13947 | 13947 | 13947 | 13947 | Demand | Total AIL Energy | 99210 | 89480 | 99210 | 99210 | 99210 | 99210 | 99210
Generation | Coal-fired | 0 | 0 | 0 | 0 | 0 | 0 | 0 | Generation | Coal-fired | 0 | 0 | 0 | 0 | 0 | 0 | 0
| Cogeneration | 5339 | 4934 | 5339 | 5339 | 5339 | 5339 | 6659 |  | Cogeneration | 32510 | 29560 | 32570 | 32510 | 32420 | 32550 | 42080
| Combined Cycle | 6751 | 5841 | 5841 | 6751 | 5841 | 6296 | 5386 |  | Combined Cycle | 33220 | 28990 | 30460 | 33340 | 27940 | 32040 | 24350
| Simple Cycle | 2769 | 2389 | 916 | 2864 | 2484 | 2151 | 2436 |  | Simple Cycle | 860 | 750 | 930 | 920 | 880 | 1020 | 900
| Coal-to-Gas | 790 | 790 | 3849 | 0 | 790 | 790 | 790 |  | Coal-to-Gas | 140 | 130 | 1740 | 0 | 160 | 190 | 150
| Hydro | 1244 | 1244 | 1244 | 1244 | 2414 | 1244 | 1244 |  | Hydro | 3870 | 3870 | 3880 | 3870 | 9330 | 3870 | 3870
| Wind | 6445 | 5745 | 6445 | 6445 | 6445 | 6445 | 6445 |  | Wind | 21820 | 19360 | 21820 | 21820 | 21810 | 21820 | 21800
| Solar | 1000 | 1000 | 1000 | 1000 | 1000 | 1000 | 1000 |  | Solar | 1420 | 1420 | 1420 | 1420 | 1420 | 1420 | 1420
| Other | 479 | 479 | 479 | 479 | 479 | 479 | 479 |  | Other | 2520 | 2520 | 2530 | 2520 | 2530 | 2530 | 2520
| Total | 24817 | 22422 | 25113 | 24122 | 24792 | 23744 | 24439 |  | Intertie | 2850 | 2880 | 3860 | 2810 | 2720 | 3770 | 2120
Source: AESO | [9 empty] | Total | 99210 | 89480 | 99210 | 99210 | 99210 | 99210 | 99210

## AUC calculations
Capacity factors
| Coal | Natural Gas | Hydro | Wind | Biogas & Biomass | Solar | Total Cogen | Total Gas Cogen
2007 | 85.41% | 51.09% | 26.81% | 31.09% | 68.19% | #DIV/0! | 64.34% | 64.29%
2008 | 81.82% | 49.79% | 27.28% | 32.01% | 69.91% | #DIV/0! | 61.1% | 61.42%
2009 | 78.82% | 50.41% | 21.5% | 30.08% | 65.75% | #DIV/0! | 63.7% | 64.12%
2010 | 81.85% | 52.64% | 20.55% | 25.71% | 64.05% | #DIV/0! | 64.73% | 65.42%
2011 | 78.77% | 54.58% | 25.82% | 30.84% | 62.76% | #DIV/0! | 65.73% | 66.43%
2012 | 76.78% | 54.72% | 29.41% | 27.08% | 57.63% | #DIV/0! | 63.68% | 64.91%
2013 | 71.48% | 57.02% | 25.71% | 31.86% | 61.65% | #DIV/0! | 66.96% | 67.98%
2014 | 81.07% | 52.14% | 23.6% | 27.16% | 53.78% | #DIV/0! | 66.76% | 68.54%
2015 | 75.37% | 52.89% | 22.08% | 29.22% | 57.88% | #DIV/0! | 65.63% | 66.94%
2016 | 76.84% | 51.66% | 22.09% | 33.75% | 59.31% | #DIV/0! | 60.98% | 61.53%
2017 | 71.56% | 56.3% | 24.12% | 34.13% | 55.76% | 0.04338% | 62.79% | 63.71%
Annual average (10-yrs) | 77.44% | 53.21% | 24.22% | 30.18% | 60.85% | #DIV/0! | 64.21% | 65.1%
Annual average (5-yrs) | 75.27% | 54% | 23.52% | 31.23% | 57.68% | #DIV/0! | 64.62% | 65.74%
Annual average (3-yrs) | 74.59% | 53.62% | 22.76% | 32.37% | 57.65% | #DIV/0! | 63.13% | 64.06%
Capacity
ALBERTA ELECTRIC ENERGY NET INSTALLED CAPACITY (MCR MW) BY RESOURCE
| Resource Type | [10 empty] | Cogeneration
Year | Coal | Natural Gas | Hydro | Wind | Biogas & Biomass | Solar | sub total Renewables | *Others | Total |  | Year | Total Cogen | Total Gas Cogen
1985 | 4158 | 1896.2 | 808.1 | 0.1 | 55.2 | 0 | 863.4 | 7.4 | 6925 |  | 1985 | 617.4 | 562.2
1986 | 4158 | 1864.6 | 808.1 | 0.3 | 55.2 | 0 | 863.6 | 7.4 | 6893.6 |  | 1986 | 618.4 | 563.2
1987 | 4158 | 1868.3 | 808.1 | 0.4 | 55.2 | 0 | 863.7 | 7.4 | 6897.4 |  | 1987 | 618.4 | 563.2
1988 | 4167 | 1870.5 | 795.4 | 0.4 | 53 | 0 | 848.8 | 7.4 | 6893.7 |  | 1988 | 622.7 | 569.7
1989 | 4553 | 1795.9 | 795.4 | 0.4 | 52 | 0 | 847.8 | 7.3 | 7204 |  | 1989 | 617.5 | 565.5
1990 | 5299 | 1796 | 795.4 | 0.6 | 122 | 0 | 918 | 7.3 | 8020.3 |  | 1990 | 687.7 | 565.7
1991 | 5299 | 1770.1 | 797.9 | 0.6 | 122 | 0 | 920.5 | 7.3 | 7996.9 |  | 1991 | 687.7 | 565.7
1992 | 5299 | 1772.1 | 818.3 | 0.6 | 122 | 0 | 940.9 | 7.3 | 8019.3 |  | 1992 | 688.3 | 566.3
1993 | 5318 | 1773.8 | 818.3 | 12.4 | 204.5 | 0 | 1035.2 | 7.3 | 8134.3 |  | 1993 | 771.7 | 567.2
1994 | 5704 | 1785.7 | 847.3 | 21.4 | 263.7 | 0 | 1132.4 | 7.9 | 8630 |  | 1994 | 781.3 | 576.8
1995 | 5704 | 1797 | 847.3 | 21.4 | 225.2 | 0 | 1093.9 | 7.4 | 8602.3 |  | 1995 | 794 | 589.5
1996 | 5704 | 1818.9 | 847.3 | 21.4 | 235.9 | 0 | 1104.6 | 12.4 | 8639.9 |  | 1996 | 786.8 | 582.3
1997 | 5704 | 1819.4 | 847.3 | 23.1 | 235.9 | 0 | 1106.3 | 11.2 | 8640.9 |  | 1997 | 796.9 | 592.4
1998 | 5636 | 1878.1 | 847.3 | 24.3 | 239.9 | 0 | 1111.5 | 6.2 | 8631.8 |  | 1998 | 881.3 | 676.8
1999 | 5638 | 2247.5 | 850.4 | 24.3 | 256 | 0 | 1130.7 | 12.7 | 9028.9 |  | 1999 | 1135.3 | 924.3
2000 | 5638 | 2883.1 | 863.2 | 36.8 | 271.6 | 0 | 1171.6 | 41.15 | 9733.85 |  | 2000 | 1813 | 1555.4
2001 | 5615 | 3618.9 | 863.2 | 94.1 | 271.6 | 0 | 1228.9 | 50.15 | 10512.95 |  | 2001 | 2331 | 2064.4
2002 | 5658.9 | 4017 | 860 | 96.6 | 276.822 | 0 | 1233.422 | 50.15 | 10959.472 |  | 2002 | 2701.7 | 2434.7
2003 | 5519.6 | 4788.2 | 893 | 171.8 | 277.322 | 0 | 1342.122 | 50.15 | 11700.072 |  | 2003 | 3158.2 | 2889.2
2004 | 5508.6 | 4797.5 | 900 | 273.2 | 277.322 | 0 | 1450.522 | 50.15 | 11806.772 |  | 2004 | 3157.3 | 2888.3
2005 | 5839.6 | 4770.2 | 899.7 | 276.7 | 308.121 | 0 | 1484.521 | 55.15 | 12149.471 |  | 2005 | 3187.199 | 2892.2
2006 | 5863.6 | 4324.5 | 899.7 | 386.2 | 313.1 | 0 | 1599 | 54.05 | 11841.15 |  | 2006 | 3364.799 | 3065.9
2007 | 5917.9 | 4425.2 | 899.72 | 525.2 | 313.1 | 0 | 1738.02 | 54.05 | 12135.17 |  | 2007 | 3467.089 | 3168.19
2008 | 5918.3 | 4823.4 | 899.7 | 525.2 | 313.1 | 0 | 1738 | 74.1 | 12553.8 |  | 2008 | 3772.399 | 3453.5
2009 | 5971.3 | 5138.6 | 900 | 591.2 | 323.2 | 0 | 1814.4 | 72.5 | 12996.8 |  | 2009 | 3884.56 | 3554.5
2010 | 5735.3 | 5217.5 | 900 | 723.2 | 340.2 | 0 | 1963.4 | 73.3 | 12989.5 |  | 2010 | 3978.66 | 3632.6
2011 | 5631.8 | 5251.4543 | 899.9 | 895.4 | 358.697 | 0 | 2153.997 | 73.75 | 13111.0013 |  | 2011 | 4015.7003 | 3650.6233
2012 | 5690.3273 | 5682.755 | 899.92 | 1113.295 | 413.797 | 0 | 2427.012 | 97.75 | 13897.8443 |  | 2012 | 4495.287 | 4051.11
2013 | 6258.3 | 5811.2 | 900.25 | 1113.25 | 416.646 | 0 | 2430.146 | 97.75 | 14597.396 |  | 2013 | 4606.836 | 4159.81
2014 | 6258 | 6160.63 | 900.25 | 1458.9 | 438.326 | 0 | 2797.476 | 97.75 | 15313.856 |  | 2014 | 4631.016 | 4164.99
2015 | 6266.8 | 6952.962 | 902.2 | 1490.8 | 423.729 | 0 | 2816.729 | 96.753 | 16133.244 |  | 2015 | 4821.266 | 4372.097
2016 | 6273 | 7333.347 | 916.4 | 1490.8 | 423.679 | 0 | 2830.805 | 96.75 | 16533.976 |  | 2016 | 5191.816 | 4742.697
2017 | 6273 | 7465.727 | 917.2 | 1473.8 | 422.155 | 15 | 2828.155 | 135 | 16701.832 |  | 2017 | 5404.872 | 4955.277
* Others include oil, diesel, waste heat
Excludes Isolated Plants
Please note that all data from 2010 and earlier was collected and compiled by the Alberta Energy Regulator and its predecessors.
Generation
ALBERTA ELECTRIC ENERGY GENERATION (GWh) BY RESOURCE AND INTERCHANGE
| Resource Type | [8 empty] | Net Interchange |  |  |  |  | Cogeneration
Year | Coal | Natural Gas | Hydro | Wind | Biogas & Biomass | Solar | sub total Renewables | *Others | Total | In | Out | Total |  | Year | Total Cogen | Total GAS Cogen
1985 | 27798.4 | 3806.3 | 1385.4 | 0.1 | 396.8 | 0 | 1782.3 | 0.4 | 33387.4 |  | 150.7 | 33236.7 |  | 1985
1986 | 29094.5 | 3524.4 | 1791.4 | 0.2 | 408.9 | 0 | 2200.5 | 0.5 | 34819.9 |  | 100.9 | 34719 |  | 1986
1987 | 30886.2 | 4164.9 | 1443.6 | 0.3 | 373.7 | 0 | 1817.6 | 0.4 | 36869.1 |  | 478.7 | 36390.4 |  | 1987
1988 | 33103.5 | 5300.7 | 1422.7 | 0.2 | 381.8 | 0 | 1804.7 | 0.4 | 40209.3 |  | 866.5 | 39342.8 |  | 1988
1989 | 34002.6 | 7341.1 | 1589.5 | 0.2 | 377.5 | 0 | 1967.2 | 0.6 | 43311.5 |  | 2289.5 | 41022 |  | 1989
1990 | 34963.6 | 5551.5 | 2050.9 | 0.6 | 629 | 0 | 2680.5 | 0.6 | 43196.2 |  | 816 | 42380.2 |  | 1990
1991 | 36689.5 | 5129.6 | 2031.8 | 0.7 | 705.2 | 0 | 2737.7 | 0.5 | 44557.3 |  | 305.3 | 44252 |  | 1991
1992 | 38546.7 | 6814.2 | 1575 | 0.5 | 913.9 | 0 | 2489.4 | 0.4 | 47850.7 |  | 1642.7 | 46208 |  | 1992
1993 | 39187.2 | 6762.4 | 1792.3 | 1.8 | 920.3 | 0 | 2714.4 | 0.5 | 48664.5 |  | 1599.7 | 47064.8 |  | 1993
1994 | 42269.8 | 7468.9 | 1763.2 | 35.6 | 1370.9 | 0 | 3169.7 | 1.5 | 52909.9 |  | 2108.6 | 50801.3 |  | 1994
1995 | 42460.8 | 6236.8 | 1999.8 | 54.3 | 1452.6 | 0 | 3506.7 | 1.3 | 52205.6 |  | 958.9 | 51246.7 |  | 1995
1996 | 41220.3 | 7135 | 1966.7 | 59.1 | 1583.1 | 0 | 3608.9 | 0.4 | 51964.6 | 1883.8 |  | 53848.4 |  | 1996
1997 | 43054.2 | 7654.1 | 1824.3 | 62 | 1628.8 | 0 | 3515.1 | 0.4 | 54223.8 | 1039.5 |  | 55263.3 |  | 1997
1998 | 41267.7 | 10607.9 | 2043.3 | 49.4 | 1659.9 | 0 | 3752.6 | 0.4 | 55628.6 | 768.2 |  | 56396.8 |  | 1998
1999 | 40276.7 | 10645.3 | 2181 | 64.6 | 1718 | 0 | 3963.6 | 0.3 | 54885.9 | 999.7 |  | 55885.6 |  | 1999
2000 | 40462.2 | 13937.3378 | 1748.22 | 71.753 | 1625.69 | 0 | 3445.663 | 0.356 | 57845.5568 | 360.3 |  | 58205.8568 |  | 2000 | 8678.7 | 7326.8
2001 | 41713.3 | 15493.6145 | 1446.255 | 151.004 | 1619.441 | 0 | 3216.7 | 206.986 | 60630.6005 |  | 1130.6 | 59500.0005 |  | 2001 | 12636.9 | 11066.1
2002 | 42541.7 | 14623.3309 | 1668.047 | 296.131 | 1686.366 | 0 | 3650.544 | 266.7391 | 61082.314 | 774.9 |  | 61857.214 |  | 2002 | 14178.4 | 12506.7
2003 | 42345.7 | 17272.7459 | 1733.002 | 374.239 | 1676.491 | 0 | 3783.732 | 248.0867 | 63650.2646 | 284 |  | 63934.2646 |  | 2003 | 16879.6 | 15235.2
2004 | 42538.613 | 18936.3472 | 1977.206 | 669.603 | 1692.474 | 0 | 4339.283 | 254.3452 | 66068.5884 | 618.6 |  | 66687.1884 |  | 2004 | 17944.8 | 16280.8
2005 | 43986.24 | 17161.5894 | 2371.84 | 813.133 | 1725.168 | 0 | 4910.141 | 255.8679 | 66313.8383 | 686.1 |  | 66999.9383 |  | 2005 | 17477 | 15804
2006 | 44531.38 | 19449.1762 | 1966.38 | 921.366 | 1855.169 | 0 | 4742.915 | 246.9274 | 68970.3985 | 1214 |  | 70184.3985 |  | 2006 | 18381.1 | 16671.4
2007 | 44278.4 | 19804.6 | 2113.03 | 1430.267 | 1870.362 | 0 | 5413.659 | 237.9 | 69734.559 | 695.6 |  | 70430.159 |  | 2007 | 19540.9 | 17842
2008 | 42418.7 | 21036 | 2149.92 | 1472.902 | 1917.388 | 0 | 5540.21 | 111.5 | 69106.41 | 1876.6 |  | 70983.01 |  | 2008 | 20190.7 | 18581
2009 | 41230.7 | 22689.8 | 1695.3 | 1557.9 | 1861.5 | 0 | 5114.7 | 227 | 69262.2 | 1666.7 |  | 70928.9 |  | 2009 | 21674.9 | 19964.6
2010 | 41120.2041 | 24058.4329 | 1620 | 1628.621 | 1908.777 | 0 | 5157.398 | 250.3 | 70586.3349 | 1901.3 |  | 72487.6349 |  | 2010 | 22561.5 | 20817.9
2011 | 38859.4262 | 25106.8 | 2035.6233 | 2419.1 | 1972.19 | 0 | 6426.9133 | 321.263 | 70714.4025 | 3760.505 |  | 74474.9075 |  | 2011 | 23123.3 | 21244.8
2012 | 38272.0083 | 27238.4872 | 2318.68 | 2640.4936 | 2089.1177 | 0 | 7048.2913 | 359.491 | 72918.2777 | 3858.4363 |  | 76776.7141 |  | 2012 | 25077.7 | 23034.8
2013 | 39186.3575 | 29028.3319 | 2027.8014 | 3107.4107 | 2250.061 | 0 | 7385.2731 | 404.745 | 76004.7074 | 2678.4609 |  | 78683.1683 |  | 2013 | 27023.4 | 24770.1
2014 | 44441.9767 | 28136.1643 | 1861.0886 | 3471.3164 | 2065.2 | 0 | 7397.6049 | 372.645 | 80348.3909 | 1839.2516 |  | 82187.6424 |  | 2014 | 27081.0324 | 25005.8687
2015 | 41378.1144 | 32215.3977 | 1745.041 | 3815.6383 | 2148.5423 | 0 | 7709.2216 | 318.0837 | 81620.8173 | 782.6105 |  | 82403.4278 |  | 2015 | 27719.7104 | 25636.8501
2016 | 42226.8561 | 33183.6665 | 1773.0269 | 4407.507 | 2201.2318 | 0 | 8381.7657 | 339.7176 | 84132.0059 |  | 235.2 | 83896.8059 |  | 2016 | 27735.1286 | 25562.3928
2017 | 39323.7183 | 36821.8097 | 1937.7535 | 4406.7405 | 2062.0358 | 0.057 | 8406.5868 | 269.3876 | 84821.5024 | 347.2604 |  | 85168.7628 |  | 2017 | 29727.5425 | 27656.1089

## BECF-pre-ret
| 2016 | 2017 | 2018 | 2019 | 2020 | 2021 | 2022 | 2023 | 2024 | 2025 | 2026 | 2027 | 2028 | 2029 | 2030 | 2031 | 2032 | 2033 | 2034 | 2035 | 2036 | 2037 | 2038 | 2039 | 2040 | 2041 | 2042 | 2043 | 2044 | 2045 | 2046 | 2047 | 2048 | 2049 | 2050
hard coal | 0.74593 | 0.74593 | 0.74593 | 0.74593 | 0.74593 | 0.74593 | 0.74593 | 0.74593 | 0.74593 | 0.74593 | 0.74593 | 0.74593 | 0.74593 | 0.74593 | 0.74593 | 0.74593 | 0.74593 | 0.74593 | 0.74593 | 0.74593 | 0.74593 | 0.74593 | 0.74593 | 0.74593 | 0.74593 | 0.74593 | 0.74593 | 0.74593 | 0.74593 | 0.74593 | 0.74593 | 0.74593 | 0.74593 | 0.74593 | 0.74593
natural gas nonpeaker | 0.40667 | 0.40667 | 0.40667 | 0.40667 | 0.40667 | 0.40667 | 0.40667 | 0.40667 | 0.40667 | 0.40667 | 0.40667 | 0.40667 | 0.40667 | 0.40667 | 0.40667 | 0.40667 | 0.40667 | 0.40667 | 0.40667 | 0.40667 | 0.40667 | 0.40667 | 0.40667 | 0.40667 | 0.40667 | 0.40667 | 0.40667 | 0.40667 | 0.40667 | 0.40667 | 0.40667 | 0.40667 | 0.40667 | 0.40667 | 0.40667
cogeneration | 0.63134 | 0.63134 | 0.63134 | 0.63134 | 0.63134 | 0.63134 | 0.63134 | 0.63134 | 0.63134 | 0.63134 | 0.63134 | 0.63134 | 0.63134 | 0.63134 | 0.63134 | 0.63134 | 0.63134 | 0.63134 | 0.63134 | 0.63134 | 0.63134 | 0.63134 | 0.63134 | 0.63134 | 0.63134 | 0.63134 | 0.63134 | 0.63134 | 0.63134 | 0.63134 | 0.63134 | 0.63134 | 0.63134 | 0.63134 | 0.63134
hydro | 0.22761 | 0.22761 | 0.22761 | 0.22761 | 0.22761 | 0.22761 | 0.22761 | 0.22761 | 0.22761 | 0.22761 | 0.22761 | 0.22761 | 0.22761 | 0.22761 | 0.22761 | 0.22761 | 0.22761 | 0.22761 | 0.22761 | 0.22761 | 0.22761 | 0.22761 | 0.22761 | 0.22761 | 0.22761 | 0.22761 | 0.22761 | 0.22761 | 0.22761 | 0.22761 | 0.22761 | 0.22761 | 0.22761 | 0.22761 | 0.22761
onshore wind | 0.32367 | 0.32367 | 0.32367 | 0.32367 | 0.32367 | 0.32367 | 0.32367 | 0.32367 | 0.32367 | 0.32367 | 0.32367 | 0.32367 | 0.32367 | 0.32367 | 0.32367 | 0.32367 | 0.32367 | 0.32367 | 0.32367 | 0.32367 | 0.32367 | 0.32367 | 0.32367 | 0.32367 | 0.32367 | 0.32367 | 0.32367 | 0.32367 | 0.32367 | 0.32367 | 0.32367 | 0.32367 | 0.32367 | 0.32367 | 0.32367
solar PV | 0.15 | 0.15 | 0.15 | 0.15 | 0.15 | 0.15 | 0.15 | 0.15 | 0.15 | 0.15 | 0.15 | 0.15 | 0.15 | 0.15 | 0.15 | 0.15 | 0.15 | 0.15 | 0.15 | 0.15 | 0.15 | 0.15 | 0.15 | 0.15 | 0.15 | 0.15 | 0.15 | 0.15 | 0.15 | 0.15 | 0.15 | 0.15 | 0.15 | 0.15 | 0.15
solar thermal | 0.15 | 0.15 | 0.15 | 0.15 | 0.15 | 0.15 | 0.15 | 0.15 | 0.15 | 0.15 | 0.15 | 0.15 | 0.15 | 0.15 | 0.15 | 0.15 | 0.15 | 0.15 | 0.15 | 0.15 | 0.15 | 0.15 | 0.15 | 0.15 | 0.15 | 0.15 | 0.15 | 0.15 | 0.15 | 0.15 | 0.15 | 0.15 | 0.15 | 0.15 | 0.15
biomass | 0.57651 | 0.57651 | 0.57651 | 0.57651 | 0.57651 | 0.57651 | 0.57651 | 0.57651 | 0.57651 | 0.57651 | 0.57651 | 0.57651 | 0.57651 | 0.57651 | 0.57651 | 0.57651 | 0.57651 | 0.57651 | 0.57651 | 0.57651 | 0.57651 | 0.57651 | 0.57651 | 0.57651 | 0.57651 | 0.57651 | 0.57651 | 0.57651 | 0.57651 | 0.57651 | 0.57651 | 0.57651 | 0.57651 | 0.57651 | 0.57651
geothermal | 0.92 | 0.92 | 0.92 | 0.92 | 0.92 | 0.92 | 0.92 | 0.92 | 0.92 | 0.92 | 0.92 | 0.92 | 0.92 | 0.92 | 0.92 | 0.92 | 0.92 | 0.92 | 0.92 | 0.92 | 0.92 | 0.92 | 0.92 | 0.92 | 0.92 | 0.92 | 0.92 | 0.92 | 0.92 | 0.92 | 0.92 | 0.92 | 0.92 | 0.92 | 0.92
petroleum | 0.478 | 0.478 | 0.478 | 0.478 | 0.478 | 0.478 | 0.478 | 0.478 | 0.478 | 0.478 | 0.478 | 0.478 | 0.478 | 0.478 | 0.478 | 0.478 | 0.478 | 0.478 | 0.478 | 0.478 | 0.478 | 0.478 | 0.478 | 0.478 | 0.478 | 0.478 | 0.478 | 0.478 | 0.478 | 0.478 | 0.478 | 0.478 | 0.478 | 0.478 | 0.478
natural gas peaker | 0.1 | 0.1 | 0.1 | 0.1 | 0.1 | 0.1 | 0.1 | 0.1 | 0.1 | 0.1 | 0.1 | 0.1 | 0.1 | 0.1 | 0.1 | 0.1 | 0.1 | 0.1 | 0.1 | 0.1 | 0.1 | 0.1 | 0.1 | 0.1 | 0.1 | 0.1 | 0.1 | 0.1 | 0.1 | 0.1 | 0.1 | 0.1 | 0.1 | 0.1 | 0.1
coal to gas | 0.1 | 0.1 | 0.1 | 0.1 | 0.1 | 0.1 | 0.1 | 0.1 | 0.1 | 0.1 | 0.1 | 0.1 | 0.1 | 0.1 | 0.1 | 0.1 | 0.1 | 0.1 | 0.1 | 0.1 | 0.1 | 0.1 | 0.1 | 0.1 | 0.1 | 0.1 | 0.1 | 0.1 | 0.1 | 0.1 | 0.1 | 0.1 | 0.1 | 0.1 | 0.1
offshore wind | 0.44 | 0.44 | 0.44 | 0.44 | 0.44 | 0.44 | 0.44 | 0.44 | 0.44 | 0.44 | 0.44 | 0.44 | 0.44 | 0.44 | 0.44 | 0.44 | 0.44 | 0.44 | 0.44 | 0.44 | 0.44 | 0.44 | 0.44 | 0.44 | 0.44 | 0.44 | 0.44 | 0.44 | 0.44 | 0.44 | 0.44 | 0.44 | 0.44 | 0.44 | 0.44

## BECF-pre-nonret
| 2016 | 2017 | 2018 | 2019 | 2020 | 2021 | 2022 | 2023 | 2024 | 2025 | 2026 | 2027 | 2028 | 2029 | 2030 | 2031 | 2032 | 2033 | 2034 | 2035 | 2036 | 2037 | 2038 | 2039 | 2040 | 2041 | 2042 | 2043 | 2044 | 2045 | 2046 | 2047 | 2048 | 2049 | 2050
hard coal | 0 | 0 | 0 | 0 | 0 | 0 | 0 | 0 | 0 | 0 | 0 | 0 | 0 | 0 | 0 | 0 | 0 | 0 | 0 | 0 | 0 | 0 | 0 | 0 | 0 | 0 | 0 | 0 | 0 | 0 | 0 | 0 | 0 | 0 | 0
natural gas nonpeaker | 0 | 0 | 0 | 0 | 0 | 0 | 0 | 0 | 0 | 0 | 0 | 0 | 0 | 0 | 0 | 0 | 0 | 0 | 0 | 0 | 0 | 0 | 0 | 0 | 0 | 0 | 0 | 0 | 0 | 0 | 0 | 0 | 0 | 0 | 0
cogeneration | 0 | 0 | 0 | 0 | 0 | 0 | 0 | 0 | 0 | 0 | 0 | 0 | 0 | 0 | 0 | 0 | 0 | 0 | 0 | 0 | 0 | 0 | 0 | 0 | 0 | 0 | 0 | 0 | 0 | 0 | 0 | 0 | 0 | 0 | 0
hydro | 0 | 0 | 0 | 0 | 0 | 0 | 0 | 0 | 0 | 0 | 0 | 0 | 0 | 0 | 0 | 0 | 0 | 0 | 0 | 0 | 0 | 0 | 0 | 0 | 0 | 0 | 0 | 0 | 0 | 0 | 0 | 0 | 0 | 0 | 0
onshore wind | 0 | 0 | 0 | 0 | 0 | 0 | 0 | 0 | 0 | 0 | 0 | 0 | 0 | 0 | 0 | 0 | 0 | 0 | 0 | 0 | 0 | 0 | 0 | 0 | 0 | 0 | 0 | 0 | 0 | 0 | 0 | 0 | 0 | 0 | 0
solar PV | 0 | 0 | 0 | 0 | 0 | 0 | 0 | 0 | 0 | 0 | 0 | 0 | 0 | 0 | 0 | 0 | 0 | 0 | 0 | 0 | 0 | 0 | 0 | 0 | 0 | 0 | 0 | 0 | 0 | 0 | 0 | 0 | 0 | 0 | 0
solar thermal | 0 | 0 | 0 | 0 | 0 | 0 | 0 | 0 | 0 | 0 | 0 | 0 | 0 | 0 | 0 | 0 | 0 | 0 | 0 | 0 | 0 | 0 | 0 | 0 | 0 | 0 | 0 | 0 | 0 | 0 | 0 | 0 | 0 | 0 | 0
biomass | 0 | 0 | 0 | 0 | 0 | 0 | 0 | 0 | 0 | 0 | 0 | 0 | 0 | 0 | 0 | 0 | 0 | 0 | 0 | 0 | 0 | 0 | 0 | 0 | 0 | 0 | 0 | 0 | 0 | 0 | 0 | 0 | 0 | 0 | 0
geothermal | 0 | 0 | 0 | 0 | 0 | 0 | 0 | 0 | 0 | 0 | 0 | 0 | 0 | 0 | 0 | 0 | 0 | 0 | 0 | 0 | 0 | 0 | 0 | 0 | 0 | 0 | 0 | 0 | 0 | 0 | 0 | 0 | 0 | 0 | 0
petroleum | 0 | 0 | 0 | 0 | 0 | 0 | 0 | 0 | 0 | 0 | 0 | 0 | 0 | 0 | 0 | 0 | 0 | 0 | 0 | 0 | 0 | 0 | 0 | 0 | 0 | 0 | 0 | 0 | 0 | 0 | 0 | 0 | 0 | 0 | 0
natural gas peaker | 0 | 0 | 0 | 0 | 0 | 0 | 0 | 0 | 0 | 0 | 0 | 0 | 0 | 0 | 0 | 0 | 0 | 0 | 0 | 0 | 0 | 0 | 0 | 0 | 0 | 0 | 0 | 0 | 0 | 0 | 0 | 0 | 0 | 0 | 0
coal to gas | 0 | 0 | 0 | 0 | 0 | 0 | 0 | 0 | 0 | 0 | 0 | 0 | 0 | 0 | 0 | 0 | 0 | 0 | 0 | 0 | 0 | 0 | 0 | 0 | 0 | 0 | 0 | 0 | 0 | 0 | 0 | 0 | 0 | 0 | 0
offshore wind | 0 | 0 | 0 | 0 | 0 | 0 | 0 | 0 | 0 | 0 | 0 | 0 | 0 | 0 | 0 | 0 | 0 | 0 | 0 | 0 | 0 | 0 | 0 | 0 | 0 | 0 | 0 | 0 | 0 | 0 | 0 | 0 | 0 | 0 | 0

## BECF-new
| 2016 | 2017 | 2018 | 2019 | 2020 | 2021 | 2022 | 2023 | 2024 | 2025 | 2026 | 2027 | 2028 | 2029 | 2030 | 2031 | 2032 | 2033 | 2034 | 2035 | 2036 | 2037 | 2038 | 2039 | 2040 | 2041 | 2042 | 2043 | 2044 | 2045 | 2046 | 2047 | 2048 | 2049 | 2050
hard coal | 0.82052 | 0.82052 | 0.82052 | 0.82052 | 0.82052 | 0.82052 | 0.82052 | 0.82052 | 0.82052 | 0.82052 | 0.82052 | 0.82052 | 0.82052 | 0.82052 | 0.82052 | 0.82052 | 0.82052 | 0.82052 | 0.82052 | 0.82052 | 0.82052 | 0.82052 | 0.82052 | 0.82052 | 0.82052 | 0.82052 | 0.82052 | 0.82052 | 0.82052 | 0.82052 | 0.82052 | 0.82052 | 0.82052 | 0.82052 | 0.82052
natural gas nonpeaker | 0.44733 | 0.44733 | 0.44733 | 0.44733 | 0.44733 | 0.44733 | 0.44733 | 0.44733 | 0.44733 | 0.44733 | 0.44733 | 0.44733 | 0.44733 | 0.44733 | 0.44733 | 0.44733 | 0.44733 | 0.44733 | 0.44733 | 0.44733 | 0.44733 | 0.44733 | 0.44733 | 0.44733 | 0.44733 | 0.44733 | 0.44733 | 0.44733 | 0.44733 | 0.44733 | 0.44733 | 0.44733 | 0.44733 | 0.44733 | 0.44733
cogeneration | 0.63134 | 0.63134 | 0.63134 | 0.63134 | 0.63134 | 0.63134 | 0.63134 | 0.63134 | 0.63134 | 0.63134 | 0.63134 | 0.63134 | 0.63134 | 0.63134 | 0.63134 | 0.63134 | 0.63134 | 0.63134 | 0.63134 | 0.63134 | 0.63134 | 0.63134 | 0.63134 | 0.63134 | 0.63134 | 0.63134 | 0.63134 | 0.63134 | 0.63134 | 0.63134 | 0.63134 | 0.63134 | 0.63134 | 0.63134 | 0.63134
hydro | 0.25037 | 0.25037 | 0.25037 | 0.25037 | 0.25037 | 0.25037 | 0.25037 | 0.25037 | 0.25037 | 0.25037 | 0.25037 | 0.25037 | 0.25037 | 0.25037 | 0.25037 | 0.25037 | 0.25037 | 0.25037 | 0.25037 | 0.25037 | 0.25037 | 0.25037 | 0.25037 | 0.25037 | 0.25037 | 0.25037 | 0.25037 | 0.25037 | 0.25037 | 0.25037 | 0.25037 | 0.25037 | 0.25037 | 0.25037 | 0.25037
onshore wind | 0.35603 | 0.35603 | 0.35603 | 0.35603 | 0.35603 | 0.35603 | 0.35603 | 0.35603 | 0.35603 | 0.35603 | 0.35603 | 0.35603 | 0.35603 | 0.35603 | 0.35603 | 0.35603 | 0.35603 | 0.35603 | 0.35603 | 0.35603 | 0.35603 | 0.35603 | 0.35603 | 0.35603 | 0.35603 | 0.35603 | 0.35603 | 0.35603 | 0.35603 | 0.35603 | 0.35603 | 0.35603 | 0.35603 | 0.35603 | 0.35603
solar PV | 0.165 | 0.165 | 0.165 | 0.165 | 0.165 | 0.165 | 0.165 | 0.165 | 0.165 | 0.165 | 0.165 | 0.165 | 0.165 | 0.165 | 0.165 | 0.165 | 0.165 | 0.165 | 0.165 | 0.165 | 0.165 | 0.165 | 0.165 | 0.165 | 0.165 | 0.165 | 0.165 | 0.165 | 0.165 | 0.165 | 0.165 | 0.165 | 0.165 | 0.165 | 0.165
solar thermal | 0.165 | 0.165 | 0.165 | 0.165 | 0.165 | 0.165 | 0.165 | 0.165 | 0.165 | 0.165 | 0.165 | 0.165 | 0.165 | 0.165 | 0.165 | 0.165 | 0.165 | 0.165 | 0.165 | 0.165 | 0.165 | 0.165 | 0.165 | 0.165 | 0.165 | 0.165 | 0.165 | 0.165 | 0.165 | 0.165 | 0.165 | 0.165 | 0.165 | 0.165 | 0.165
biomass | 0.63416 | 0.63416 | 0.63416 | 0.63416 | 0.63416 | 0.63416 | 0.63416 | 0.63416 | 0.63416 | 0.63416 | 0.63416 | 0.63416 | 0.63416 | 0.63416 | 0.63416 | 0.63416 | 0.63416 | 0.63416 | 0.63416 | 0.63416 | 0.63416 | 0.63416 | 0.63416 | 0.63416 | 0.63416 | 0.63416 | 0.63416 | 0.63416 | 0.63416 | 0.63416 | 0.63416 | 0.63416 | 0.63416 | 0.63416 | 0.63416
geothermal | 1.012 | 1.012 | 1.012 | 1.012 | 1.012 | 1.012 | 1.012 | 1.012 | 1.012 | 1.012 | 1.012 | 1.012 | 1.012 | 1.012 | 1.012 | 1.012 | 1.012 | 1.012 | 1.012 | 1.012 | 1.012 | 1.012 | 1.012 | 1.012 | 1.012 | 1.012 | 1.012 | 1.012 | 1.012 | 1.012 | 1.012 | 1.012 | 1.012 | 1.012 | 1.012
petroleum | 0.5258 | 0.5258 | 0.5258 | 0.5258 | 0.5258 | 0.5258 | 0.5258 | 0.5258 | 0.5258 | 0.5258 | 0.5258 | 0.5258 | 0.5258 | 0.5258 | 0.5258 | 0.5258 | 0.5258 | 0.5258 | 0.5258 | 0.5258 | 0.5258 | 0.5258 | 0.5258 | 0.5258 | 0.5258 | 0.5258 | 0.5258 | 0.5258 | 0.5258 | 0.5258 | 0.5258 | 0.5258 | 0.5258 | 0.5258 | 0.5258
natural gas peaker | 0.11 | 0.11 | 0.11 | 0.11 | 0.11 | 0.11 | 0.11 | 0.11 | 0.11 | 0.11 | 0.11 | 0.11 | 0.11 | 0.11 | 0.11 | 0.11 | 0.11 | 0.11 | 0.11 | 0.11 | 0.11 | 0.11 | 0.11 | 0.11 | 0.11 | 0.11 | 0.11 | 0.11 | 0.11 | 0.11 | 0.11 | 0.11 | 0.11 | 0.11 | 0.11
coal to gas | 0.11 | 0.11 | 0.11 | 0.11 | 0.11 | 0.11 | 0.11 | 0.11 | 0.11 | 0.11 | 0.11 | 0.11 | 0.11 | 0.11 | 0.11 | 0.11 | 0.11 | 0.11 | 0.11 | 0.11 | 0.11 | 0.11 | 0.11 | 0.11 | 0.11 | 0.11 | 0.11 | 0.11 | 0.11 | 0.11 | 0.11 | 0.11 | 0.11 | 0.11 | 0.11
offshore wind | 0.484 | 0.484 | 0.484 | 0.484 | 0.484 | 0.484 | 0.484 | 0.484 | 0.484 | 0.484 | 0.484 | 0.484 | 0.484 | 0.484 | 0.484 | 0.484 | 0.484 | 0.484 | 0.484 | 0.484 | 0.484 | 0.484 | 0.484 | 0.484 | 0.484 | 0.484 | 0.484 | 0.484 | 0.484 | 0.484 | 0.484 | 0.484 | 0.484 | 0.484 | 0.484