## About
BGCL BAU Generation Capacity Lifetime
Source: | All Sources Except Hydro, Cogen | Cogen
| National Renewable Energy Laboratory | International Energy Agency
| 2010 | 2010
| Cost and Performance Assumptions for Modeling Electricity Generation Technologies | Combined Heat and Power
| http://www.nrel.gov/docs/fy11osti/48595.pdf | https://iea-etsap.org/E-TechDS/PDF/E04-CHP-GS-gct_ADfinal.pdf
| Page 157, Figure 113 | Page 3, under costs
Hydro
Pembina Institute
2018
Expert elicitation
Notes
We consider the lifetime of petroleum (oil) - burning plants to be the same as natural gas
and coal plants.
It is assumed that coal units converted to gas operate for a maximum of 15 years.

## Cogen
Source: | https://iea-etsap.org/E-TechDS/PDF/E04-CHP-GS-gct_ADfinal.pdf
| Gas Turbine | FBC | Average
| 25 | 40 | 32.5

## NREL Plant Lifetimes
Plant Type | Lifetime (yr)
Coal | 45
IGCC | 45
Combustion Turbine | 45
Combined Cycle | 45
Nuclear | 60
Biomass | 45
Geothermal | 30
Wind (onshore) | 30
Solar Thermal | 30
Solar PV | 30

## coal-to-gas
|  |  | Assumed lifetime extension for units converted to gas | 8 | (Under the emissions benchmark as per federal regulations)
Unit name | Province | Capacity (MW) | Year commissioned | Retirement schedule as a coal plant | Conversion to gas | Life extension | Details
Battle River 3 | AB | 150 | 1969 | 2019 |  |  | 2012 Federal regulation
Sundance 1 | AB | 280 | 1970 | 2017 |  |  | Early retirement
HR Milner 1 | AB | 150 | 1972 | 2019 |  |  | Runs at 9% C.F. using a mix of coal and wood after 2019 and util 2029 – assume retirement in 2019
Sundance 2 | AB | 280 | 1973 | 2017 |  |  | Mothballed, January 1, 2018 (mothballed, will be available to service in 2020)
Battle River 4 | AB | 150 | 1975 | 2025 |  |  | ATCO announced coal to gas conversion in 2017, but never followed up
Sundance 3 | AB | 407 | 1976 | 2018 | 2021 | 16 | Mothballed on April 1, 2018 for up to 2 years. Coal to gas conversion in 2021-2023 by TransAlta
Sundance 4 | AB | 392 | 1977 | 2019 | 2022 | 16 | Mothballed on April 1, 2019 for up to 2 years. Coal to gas conversion in 2021-2023 by TransAlta
Sundance 5 | AB | 392 | 1978 | 2018 | 2022 | 18 | Mothballed on April 1, 2018 for up to 1 years. Coal to gas conversion in 2021-2023 by TransAlta
Sundance 6 | AB | 392 | 1980 | 2023 | 2023 | 14 | Coal to gas conversion TransAlta
Battle River 5 | AB | 375 | 1981 | 2029 |  |  | ATCO announced coal to gas conversion in 2017, but never followed up
Keephills 1 | AB | 406 | 1983 | 2023 | 2023 | 14 | Coal to gas conversion TransAlta
Keephills 2 | AB | 406 | 1983 | 2023 | 2023 | 14 | Coal to gas conversion TransAlta
Sheerness 1 | AB | 390 | 1986 | 2022 | 2022 | 15 | Coal to gas conversion ATCO between 2020 and 2022
Genesee 2 | AB | 410 | 1989 | 2029 |  |  | 2018/9 Federal regulation
Sheerness 2 | AB | 390 | 1990 | 2022 | 2021 | 15 | Coal to gas conversion ATCO 2020 and 2022
Genesee 1 | AB | 410 | 1994 | 2029 |  |  | 2018/9 Federal regulation
Genesee 3 | AB | 495 | 2005 | 2029 |  |  | 2018/9 Federal regulation
Keephills 3 | AB | 495 | 2011 | 2023 | 2023 | 14 | Coal to gas conversion TransAlta
|  | Average lifetime extension of coal-to-gas units | 15

## US Hydro Lifetime
Generation Capacity Lifetime, Hydro
Selected columns from original source table: | [10 empty] | Added columns: |  | Just for comparison (not used in model):
Utility Name | Plant Name | State | Prime Mover | Status | Nameplate Capacity (MW) | Operating Month | Operating Year | Energy Source 1 | Retirement Month | Retirement Year | Hydro Lifetime | Hydro Avg Lifetime | Capacity (Hydro Only) | Capacity x Hydro Lifetime | Capacity-Weighted Hydro Avg Lifetime
GMM Holdings 1 LLC | GMMGreenidge LLC | NY | ST | RE | 50 | 4 | 1950 | BIT | 12 | 2009 |  | 66.4668 |  |  | 60.1823
AES Thames LLC | AES Thames | CT | ST | RE | 213.9 | 11 | 1989 | BIT | 12 | 2012
Agrilectric Power Partners Ltd | Agrilectric Power Partners Ltd | LA | ST | RE | 1.5 | 8 | 1995 | AB | 3 | 2007
Adrian Public Utilities Comm | Adrian | MN | IC | RE | 0.4 | 88 | 1948 | DFO | 12 | 2001
Adrian Public Utilities Comm | Adrian | MN | IC | RE | 0.6 | 88 | 1954 | DFO | 12 | 2001
AERA Energy LLC | Aera South Belridge Cogen Facility | CA | GT | RE | 3 | 9 | 1989 | NG | 7 | 2010
AERA Energy LLC | Aera South Belridge Cogen Facility | CA | GT | RE | 3 | 9 | 1989 | NG | 7 | 2010
AERA Energy LLC | Aera South Belridge Cogen Facility | CA | GT | RE | 3 | 9 | 1989 | NG | 7 | 2010
CES Placerita Inc | CES Placerita Power Plant | CA | CT | RE | 60 | 6 | 1988 | NG | 1 | 2008
Agrium US Inc | Agrium Kenai Nitrogen Operations | AK | IC | RE | 1.3 | 9 | 1968 | NG | 12 | 2001
Agrium US Inc | Agrium Kenai Nitrogen Operations | AK | IC | RE | 1.3 | 9 | 1968 | NG | 12 | 2001
Agrium US Inc | Agrium Kenai Nitrogen Operations | AK | IC | RE | 1.3 | 9 | 1968 | NG | 12 | 2001
Agrium US Inc | Agrium Kenai Nitrogen Operations | AK | IC | RE | 1.3 | 9 | 1968 | NG | 12 | 2001
Agrium US Inc | Agrium Kenai Nitrogen Operations | AK | IC | RE | 1.3 | 9 | 1968 | NG | 12 | 2001
Agrium US Inc | Agrium Kenai Nitrogen Operations | AK | IC | RE | 1.3 | 9 | 1968 | NG | 12 | 2001
Agrium US Inc | Agrium Kenai Nitrogen Operations | AK | IC | RE | 1.3 | 9 | 1968 | NG | 12 | 2001
Alabama Power Co | APC1 | AL | CC | IP | 270 |  |  | NG
Alabama Power Co | APC2 | AL | CT | IP | 300 |  |  | NG
Alabama Power Co | APC3 | AL | CC | IP | 200 |  |  | NG
Alaska Power and Telephone Co | Haines | AK | IC | RE | 1.1 | 12 | 1989 | DFO | 6 | 2004
Alaska Power and Telephone Co | Northway | AK | IC | RE | 0.4 | 1 | 1980 | DFO | 9 | 2001
Alaska Power and Telephone Co | False Island | AK | IC | RE | 0.3 | 9 | 1983 | DFO | 9 | 2007
Alaska Village Elec Coop, Inc | Chevak | AK | IC | RE | 0.4 | 10 | 1977 | DFO | 10 | 2009
Alaska Village Elec Coop, Inc | Chevak | AK | IC | RE | 0.3 | 11 | 1976 | DFO | 10 | 2009
Alaska Village Elec Coop, Inc | Chevak | AK | IC | RE | 0.3 | 12 | 1979 | DFO | 10 | 2009
Alaska Village Elec Coop, Inc | Emmonak | AK | IC | RE | 0.3 | 12 | 1977 | DFO | 8 | 2011
Alaska Village Elec Coop, Inc | Emmonak | AK | IC | RE | 0.3 | 12 | 1980 | DFO | 4 | 2005
Alaska Village Elec Coop, Inc | Emmonak | AK | IC | RE | 0.5 | 3 | 1988 | DFO | 4 | 2005
Alaska Village Elec Coop, Inc | Kiana | AK | IC | RE | 0.3 | 12 | 1977 | DFO | 1 | 2001
Alaska Village Elec Coop, Inc | Kiana | AK | IC | RE | 0.3 | 9 | 1990 | DFO | 6 | 2000
Alaska Village Elec Coop, Inc | Nunapitchuk | AK | IC | RE | 0.3 | 1 | 1976 | DFO | 2 | 2006
Alaska Village Elec Coop, Inc | Nunapitchuk | AK | IC | RE | 0.3 | 4 | 1976 | DFO | 2 | 2006
Alaska Village Elec Coop, Inc | Nunapitchuk | AK | IC | RE | 0.6 | 2 | 1986 | DFO | 2 | 2006
Alaska Village Elec Coop, Inc | Nunapitchuk | AK | IC | RE | 0.5 | 12 | 1994 | DFO | 6 | 2004
Alaska Village Elec Coop, Inc | St Marys | AK | IC | RE | 0.6 | 5 | 1977 | DFO | 12 | 2006
Alaska Village Elec Coop, Inc | Selawik | AK | IC | RE | 0.3 | 12 | 1974 | DFO | 6 | 2003
Alaska Village Elec Coop, Inc | Selawik | AK | IC | RE | 0.7 | 6 | 2003 | DFO | 4 | 2005
Alaska Village Elec Coop, Inc | Selawik | AK | IC | RE | 0.3 | 0 | 1978 | DFO | 6 | 2003
Alaska Village Elec Coop, Inc | Togiak | AK | IC | RE | 0.3 | 3 | 1970 | DFO | 8 | 2004
Alaska Village Elec Coop, Inc | Togiak | AK | IC | RE | 0.5 | 10 | 1986 | DFO | 9 | 2004
Alaska Village Elec Coop, Inc | Alakanuk | AK | IC | IP | 0.5 |  |  | JF
City of Alexandria - (LA) | D G Hunter | LA | ST | RE | 17.5 | 0 | 1956 | NG | 1 | 2005
City of Alexandria - (LA) | D G Hunter | LA | ST | RE | 17.5 | 0 | 1956 | NG | 1 | 2005
Brookfield Renewable Power | Cheoah | NC | HY | RE | 20 | 4 | 1919 | WAT | 5 | 2012 | 93.0833 |  | 20 | 1861.6667
Brookfield Renewable Power | Cheoah | NC | HY | RE | 20 | 4 | 1919 | WAT | 5 | 2012 | 93.0833 |  | 20 | 1861.6667
Brookfield Renewable Power | Cheoah | NC | HY | RE | 20 | 4 | 1919 | WAT | 5 | 2012 | 93.0833 |  | 20 | 1861.6667
Brookfield Renewable Power | Cheoah | NC | HY | RE | 20 | 4 | 1919 | WAT | 10 | 2012 | 93.5 |  | 20 | 1870
City of Algona - (IA) | Algona | IA | IC | RE | 0.7 | 1 | 1938 | DFO | 9 | 2003
City of Algona - (IA) | Algona | IA | IC | RE | 1 | 1 | 1941 | DFO | 4 | 2002
City of Algona - (IA) | Algona | IA | IC | RE | 1.5 | 1 | 1947 | DFO | 6 | 2002
Industrial Energy Applications Inc | Alliant SBD 8603 Donnelley | IA | IC | RE | 1 | 3 | 1996 | DFO | 10 | 2000
Industrial Energy Applications Inc | Alliant SBD 9403 Aegon DC | IA | IC | RE | 1.6 | 1 | 1995 | DFO | 11 | 2003
Industrial Energy Applications Inc | Alliant SBD 9402 Climax | IA | IC | RE | 1.6 | 7 | 1995 | DFO | 3 | 2011
Industrial Energy Applications Inc | Alliant SBD 9402 Climax | IA | IC | RE | 1.6 | 7 | 1995 | DFO | 3 | 2011
Industrial Energy Applications Inc | Alliant SBD 9402 Climax | IA | IC | RE | 1.6 | 7 | 1995 | DFO | 3 | 2011
Industrial Energy Applications Inc | Alliant SBD 9402 Climax | IA | IC | RE | 1.6 | 7 | 1995 | DFO | 3 | 2011
Industrial Energy Applications Inc | Alliant SBD 9402 Climax | IA | IC | RE | 1.6 | 7 | 1995 | DFO | 3 | 2011
Industrial Energy Applications Inc | Alliant SBD 9702 Cedar Graphics | IA | IC | RE | 1 | 5 | 1997 | DFO | 12 | 2007
Industrial Energy Applications Inc | Alliant SBD 9801 Aegon Martha's Way | IA | IC | RE | 1.1 | 8 | 1998 | DFO | 4 | 2012
Ameren Energy Generating Co | Hutsonville | IL | ST | RE | 75 | 2 | 1953 | SUB | 12 | 2011
Ameren Energy Generating Co | Hutsonville | IL | ST | RE | 75 | 7 | 1954 | SUB | 12 | 2011
Ameren Energy Generating Co | Hutsonville | IL | IC | RE | 3 | 4 | 1968 | DFO | 12 | 2011
Ameren Energy Generating Co | Meredosia | IL | ST | RE | 57.5 | 6 | 1948 | BIT | 12 | 2011
Ameren Energy Generating Co | Meredosia | IL | ST | RE | 57.5 | 1 | 1949 | BIT | 12 | 2011
Ameren Energy Generating Co | Meredosia | IL | ST | RE | 239.3 | 7 | 1960 | SUB | 12 | 2011
Ameren Energy Generating Co | Meredosia | IL | ST | RE | 209.7 | 9 | 1975 | RFO | 12 | 2011
Anchorage Municipal Light and Power | Anchorage 1 | AK | GT | RE | 16.3 | 12 | 1968 | NG | 8 | 2004
Anchorage Municipal Light and Power | Anchorage 1 | AK | IC | RE | 1.1 | 0 | 1956 | DFO | 1 | 2010
Anchorage Municipal Light and Power | Anchorage 1 | AK | IC | RE | 1.1 | 0 | 1947 | DFO | 1 | 2010
Anheuser-Busch Inc | Anheuser-Busch Newark Brewery | NJ | GT | RE | 6.5 | 6 | 1995 | NG | 4 | 2004
Anheuser-Busch Inc | Anheuser-Busch Newark Brewery | NJ | GT | RE | 6.5 | 11 | 1995 | NG | 4 | 2004
City of Anita - (IA) | Anita | IA | IC | RE | 0.1 | 10 | 1939 | DFO | 1 | 2003
Appalachian Power Co | Philip Sporn | WV | ST | RE | 495.5 | 12 | 1960 | BIT | 2 | 2012
Archer Daniels Midland Co | Archer Daniels Midland Fredonia | KS | GT | RE | 2.7 | 1 | 1986 | NG | 3 | 2003
Archer Daniels Midland Co | Archer Daniels Midland Fredonia | KS | IC | RE | 1 | 1 | 1987 | DFO | 3 | 2003
Archer Daniels Midland Co | Archer Daniels Midland Fredonia | KS | IC | RE | 0.4 | 10 | 1990 | DFO | 3 | 2003
Archer Daniels Midland Co | Valdosta | GA | ST | RE | 2.5 | 1 | 1985 | WDS | 1 | 1995
Archer Daniels Midland Co | Archer Daniels Midland Clinton | IA | ST | RE | 7.5 | 1 | 1954 | BIT | 10 | 2008
Archer Daniels Midland Co | Archer Daniels Midland Clinton | IA | ST | RE | 3.5 | 1 | 1940 | BIT | 10 | 2008
Archer Daniels Midland Co | Archer Daniels Midland Clinton | IA | ST | RE | 9.4 | 1 | 1965 | BIT | 10 | 2008
Archer Daniels Midland Co | Archer Daniels Midland Clinton | IA | ST | RE | 4 | 1 | 1974 | BIT | 10 | 2008
Archer Daniels Midland Co | Archer Daniels Midland Clinton | IA | ST | RE | 7 | 4 | 1991 | BIT | 10 | 2008
Archer Daniels Midland Co | Archer Daniels Midland Mankato | MN | ST | RE | 4.4 | 1 | 1999 | NG | 6 | 1999
Archer Daniels Midland Co | Galesburg | IL | IC | RE | 1 | 8 | 1992 | NG | 1 | 2012
Archer Daniels Midland Co | Galesburg | IL | IC | RE | 1 | 8 | 1992 | NG | 1 | 2012
Archer Daniels Midland Co | Galesburg | IL | IC | RE | 1 | 8 | 1992 | NG | 1 | 2012
Archer Daniels Midland Co | Archer Daniels Midland Little Rock | AR | IC | RE | 1 | 2 | 1993 | NG | 1 | 2001
Archer Daniels Midland Co | Archer Daniels Midland Little Rock | AR | IC | RE | 1 | 2 | 1993 | NG | 1 | 2001
Archer Daniels Midland Co | Archer Daniels Midland Little Rock | AR | IC | RE | 1 | 2 | 1993 | NG | 1 | 2001
Archer Daniels Midland Co | Archer Daniels Midland Little Rock | AR | IC | RE | 1 | 2 | 1993 | NG | 1 | 2001
Archer Daniels Midland Co | Archer Daniels Midland Taylorville | IL | GT | RE | 4.6 | 5 | 1994 | NG | 1 | 2003
Archer Daniels Midland Co | Mansfield | MA | IC | RE | 1 | 11 | 1993 | NG | 5 | 2011
Archer Daniels Midland Co | Mansfield | MA | IC | RE | 1 | 11 | 1993 | NG | 5 | 2011
Archer Daniels Midland Co | Mansfield | MA | IC | RE | 1 | 11 | 1993 | NG | 5 | 2011
Archer Daniels Midland Co | Walhalla | ND | ST | RE | 2 | 12 | 2000 | SUB | 4 | 2012
City of Argyle - (WI) | Argyle | WI | IC | RE | 1.1 | 0 | 1973 | DFO | 9 | 2003
City of Argyle - (WI) | Argyle | WI | IC | RE | 1.1 | 10 | 1989 | DFO | 9 | 2003
Apollo Energy Corp | Kamaoa Wind Farm | HI | WT | RE | 9.2 | 7 | 1987 | WND | 8 | 2006
Arizona Public Service Co | Childs | AZ | HY | RE | 1.8 | 6 | 1909 | WAT | 6 | 2005 | 96 |  | 1.8 | 172.8
Arizona Public Service Co | Childs | AZ | HY | RE | 1.8 | 7 | 1909 | WAT | 6 | 2005 | 95.9167 |  | 1.8 | 172.65
Arizona Public Service Co | Childs | AZ | HY | RE | 1.8 | 9 | 1909 | WAT | 6 | 2005 | 95.75 |  | 1.8 | 172.35
Arizona Public Service Co | Irving | AZ | HY | RE | 1.6 | 4 | 1916 | WAT | 6 | 2005 | 89.1667 |  | 1.6 | 142.6667
Arizona Public Service Co | West Phoenix | AZ | ST | RE | 34.5 | 7 | 1948 | NG | 12 | 2002
Arizona Public Service Co | West Phoenix | AZ | ST | RE | 16 | 6 | 1949 | NG | 12 | 2002
Arizona Public Service Co | West Phoenix | AZ | ST | RE | 69 | 4 | 1950 | NG | 12 | 2002
Arizona Public Service Co | Sundance | AZ | GT | IP | 45 |  |  | NG
Arizona Public Service Co | Sundance | AZ | GT | IP | 45 |  |  | NG
Arizona Public Service Co | Prescott Airport | AZ | PV | IP | 7 |  |  | SUN
Arizona Public Service Co | Luke Solar | AZ | PV | IP | 15 |  |  | SUN
Entergy Arkansas Inc | Harvey Couch | AR | ST | RE | 26.5 | 10 | 1943 | NG | 3 | 2011
Entergy Arkansas Inc | Hot Spring Generating Facility | AR | CT | IP | 198.9 |  |  | NG
Entergy Arkansas Inc | Hot Spring Generating Facility | AR | CT | IP | 198.9 |  |  | NG
Entergy Arkansas Inc | Hot Spring Generating Facility | AR | CA | IP | 317.1 |  |  | NG
Associated Electric Coop, Inc | Essex | MO | GT | IP | 108 |  |  | NG
Aurora Energy LLC | Aurora Energy LLC Chena | AK | ST | RE | 1.5 | 6 | 1952 | SUB | 8 | 2009
Aurora Energy LLC | Aurora Energy LLC Chena | AK | ST | IP | 2.3 |  |  | SUB
City of Attica | Attica | KS | IC | RE | 0.3 | 88 | 1961 | DFO | 5 | 2001
City of Attica | Attica | KS | IC | RE | 0.3 | 88 | 1961 | DFO | 5 | 2001
Air Products & Chemicals Inc | New Orleans | LA | GT | RE | 23.4 | 12 | 1984 | NG | 9 | 2005
Air Products & Chemicals Inc | New Orleans | LA | ST | RE | 7.8 | 6 | 1995 | NG | 6 | 2010
Austin Energy | Decker Creek | TX | PV | RE | 0.3 | 7 | 1987 | SUN | 6 | 2001
Austin Energy | Holly Street | TX | ST | RE | 100 | 11 | 1960 | NG | 12 | 2004
Austin Energy | Holly Street | TX | ST | RE | 100 | 6 | 1964 | NG | 12 | 2004
Austin Energy | Holly Street | TX | ST | RE | 165 | 7 | 1967 | NG | 9 | 2007
Austin Energy | Holly Street | TX | ST | RE | 193 | 7 | 1974 | NG | 9 | 2007
Bangor Hydro-Electric Co | Basin Mills | ME | HY | IP | 12 |  |  | WAT
Bangor Hydro-Electric Co | Basin Mills | ME | HY | IP | 12 |  |  | WAT
Bangor Hydro-Electric Co | Basin Mills | ME | HY | IP | 12 |  |  | WAT
Bangor Hydro-Electric Co | Veazie C | ME | HY | IP | 8 |  |  | WAT
BASF Corporation | Enka | NC | ST | RE | 4 | 1 | 1948 | BIT | 6 | 2001
BASF Corporation | Enka | NC | ST | RE | 4 | 1 | 1957 | BIT | 6 | 2001
BASF Corporation | Enka | NC | ST | RE | 5 | 1 | 1959 | BIT | 6 | 2001
BASF Corporation | Enka | NC | ST | RE | 0.3 | 1 | 1984 | BIT | 6 | 2001
BASF Corporation | Enka | NC | ST | RE | 3 | 1 | 1937 | BIT | 6 | 2001
Baptist Memorial Hospital | Baptist Medical Center | FL | IC | RE | 0.5 | 2 | 1973 | NG | 10 | 2005
Baptist Memorial Hospital | Baptist Medical Center | FL | IC | RE | 0.5 | 10 | 1972 | NG | 5 | 2007
Baptist Memorial Hospital | Baptist Medical Center | FL | IC | RE | 0.5 | 10 | 1973 | NG | 12 | 2006
Baptist Memorial Hospital | Baptist Medical Center | FL | GT | RE | 2.6 | 1 | 1982 | NG | 4 | 2007
City of Belleville - (KS) | Belleville | KS | IC | RE | 0.6 | 88 | 1946 | DFO | 12 | 1998
City of Belleville - (KS) | Belleville | KS | IC | RE | 0.6 | 88 | 1946 | DFO | 12 | 1999
City of Belleville - (KS) | Belleville | KS | IC | RE | 0.3 | 88 | 1946 | DFO | 12 | 2001
Town of Berlin - (MD) | Berlin | MD | IC | IP | 5 |  |  | DFO
Town of Berlin - (MD) | Berlin | MD | IC | IP | 7.5 |  |  | DFO
City of Bethany | Bethany | MO | IC | RE | 0.8 | 8 | 1948 | DFO | 1 | 2008
City of Bethany | Bethany | MO | IC | RE | 1.6 | 7 | 1993 | DFO | 3 | 2006
Block Island Power Co | Block Island | RI | IC | RE | 1 | 99 | 1972 | DFO | 1 | 2005
Block Island Power Co | Block Island | RI | IC | RE | 1.1 | 8 | 1993 | DFO | 6 | 2012
Block Island Power Co | Block Island | RI | IC | RE | 1.6 | 5 | 1997 | DFO | 1 | 2002
City of Blooming Prairie - (MN) | Blooming Prairie | MN | IC | RE | 1.4 | 5 | 1957 | DFO | 12 | 2005
Boulder City of | Boulder Canyon Hydro | CO | HY | RE | 10 | 6 | 1911 | WAT | 9 | 2012 | 101.25 |  | 10 | 1012.5
Boulder City of | Boulder Canyon Hydro | CO | HY | RE | 10 | 0 | 1911 | WAT | 3 | 2001 | 90.25 |  | 10 | 902.5
City of Bountiful | Bountiful City | UT | IC | RE | 1.2 | 9 | 1959 | NG | 3 | 2011
City of Bountiful | Bountiful City | UT | IC | RE | 1.2 | 9 | 1959 | NG | 3 | 2011
City of Bountiful | Bountiful City | UT | IC | RE | 1 | 8 | 1955 | NG | 3 | 2011
City of Bountiful | Bountiful City | UT | IC | RE | 1 | 1 | 1957 | NG | 3 | 2011
City of Bountiful | Bountiful City | UT | IC | RE | 2.5 | 1 | 1962 | NG | 3 | 2011
City of Bountiful | Bountiful City | UT | IC | RE | 0.1 | 8 | 1936 | DFO | 3 | 2011
City of Bountiful | Joes Valley Dam | UT | HY | IP | 1.2 |  |  | WAT
City of Bountiful | Joes Valley Dam | UT | HY | IP | 1.2 |  |  | WAT
City of Bountiful | Joes Valley Dam | UT | HY | IP | 1 |  |  | WAT
Bowater Newport Coosa Pines Op | U S Alliance Coosa Pines | AL | ST | RE | 5 | 1 | 1942 | BIT | 11 | 2008
Bowater Newport Coosa Pines Op | U S Alliance Coosa Pines | AL | ST | RE | 5 | 1 | 1942 | BIT | 11 | 2008
Bowater Newport Coosa Pines Op | U S Alliance Coosa Pines | AL | ST | RE | 5 | 1 | 1942 | BIT | 1 | 2003
Bowater Newport Coosa Pines Op | U S Alliance Coosa Pines | AL | ST | RE | 5 | 1 | 1942 | BIT | 11 | 2008
Bowater Newport Coosa Pines Op | U S Alliance Coosa Pines | AL | ST | RE | 5 | 1 | 1942 | BIT | 11 | 2008
Town of Braintree - (MA) | Potter Station 2 | MA | IC | RE | 2.7 | 7 | 1963 | DFO | 1 | 2007
Brazos Valley Energy | Brazos Valley Generating Facility | TX | CT | IP | 200 |  |  | NG
Brazos Valley Energy | Brazos Valley Generating Facility | TX | CT | IP | 200 |  |  | NG
Brazos Electric Power Coop Inc | North Texas | TX | ST | RE | 38 | 7 | 1963 | NG | 1 | 2009
City of Breese - (IL) | Breese | IL | ST | RE | 2 | 8 | 1960 | DFO | 1 | 2003
City of Brooklyn - (IA) | Brooklyn | IA | IC | RE | 0.2 | 12 | 1940 | DFO | 9 | 2011
City of Brooklyn - (IA) | Brooklyn | IA | IC | RE | 0.2 | 12 | 1940 | DFO | 9 | 2011
City of Brooklyn - (IA) | Brooklyn | IA | IC | RE | 0.3 | 10 | 1947 | DFO | 9 | 2011
City of Brooklyn - (IA) | Brooklyn | IA | IC | RE | 0.5 | 6 | 1955 | NG | 5 | 2010
City of Brooklyn - (IA) | Brooklyn | IA | IC | RE | 1.1 | 8 | 1964 | NG | 9 | 2011
Calpine Central LP | Amelia Energy Center | TX | CT | IP | 180 |  |  | NG
Calpine Central LP | Amelia Energy Center | TX | CT | IP | 180 |  |  | NG
Calpine Central LP | Amelia Energy Center | TX | CT | IP | 180 |  |  | NG
Calpine Central LP | Amelia Energy Center | TX | CA | IP | 360 |  |  | NG
Calpine Central LP | Sherry Energy Center | WI | GT | IP | 176 |  |  | NG
Calpine Central LP | Sherry Energy Center | WI | GT | IP | 176 |  |  | NG
Calpine Central LP | Sherry Energy Center | WI | GT | IP | 176 |  |  | NG
Calpine Central LP | Sherry Energy Center | WI | GT | IP | 176 |  |  | NG
Calpine Central LP | Sherry Energy Center | WI | CT | IP | 176 |  |  | NG
Calpine Central LP | Sherry Energy Center | WI | CT | IP | 176 |  |  | NG
Calpine Central LP | Sherry Energy Center | WI | CA | IP | 180 |  |  | NG
City of Bryan - (OH) | Auglaize Hydro | OH | HY | RE | 1.4 | 9 | 1992 | WAT | 2 | 2003 | 10.4167 |  | 1.4 | 14.5833
City of Burbank Water and Power | Magnolia | CA | CA | RE | 10 | 11 | 1984 | NG | 9 | 2002
City of Burbank Water and Power | Magnolia | CA | ST | RE | 20 | 11 | 1949 | NG | 2 | 2002
City of Burbank Water and Power | Magnolia | CA | ST | RE | 34.5 | 9 | 1953 | NG | 2 | 2002
City of Burbank Water and Power | Magnolia | CA | GT | RE | 23.1 | 8 | 1969 | NG | 12 | 2003
City of Burbank Water and Power | Olive | CA | GT | RE | 24.4 | 7 | 1972 | NG | 12 | 2003
City of Burbank Water and Power | Olive | CA | GT | RE | 37.8 | 9 | 1978 | NG | 12 | 2003
U S Bureau of Reclamation | Boise R Diversion | ID | HY | RE | 0.5 | 5 | 1912 | WAT | 6 | 2004 | 92.0833 |  | 0.5 | 46.0417
U S Bureau of Reclamation | Boise R Diversion | ID | HY | RE | 0.5 | 5 | 1912 | WAT | 6 | 2004 | 92.0833 |  | 0.5 | 46.0417
U S Bureau of Reclamation | Boise R Diversion | ID | HY | RE | 0.5 | 5 | 1912 | WAT | 6 | 2004 | 92.0833 |  | 0.5 | 46.0417
U S Bureau of Reclamation | Glines Hydroelectric Project | WA | HY | RE | 16.3 | 1 | 1927 | WAT | 6 | 2011 | 84.4167 |  | 16.3 | 1375.9917
U S Bureau of Reclamation | Elwha Hydroelectric Project | WA | HY | RE | 3 | 1 | 1914 | WAT | 6 | 2011 | 97.4167 |  | 3 | 292.25
U S Bureau of Reclamation | Elwha Hydroelectric Project | WA | HY | RE | 3 | 1 | 1914 | WAT | 6 | 2011 | 97.4167 |  | 3 | 292.25
U S Bureau of Reclamation | Elwha Hydroelectric Project | WA | HY | RE | 3.3 | 1 | 1922 | WAT | 6 | 2011 | 89.4167 |  | 3.3 | 295.075
U S Bureau of Reclamation | Elwha Hydroelectric Project | WA | HY | RE | 3.3 | 1 | 1922 | WAT | 6 | 2011 | 89.4167 |  | 3.3 | 295.075
City of Burlingame - (KS) | Burlingame | KS | IC | RE | 0.5 | 88 | 1951 | DFO | 3 | 2002
City of Burlington - (KS) | Burlington | KS | IC | RE | 0.3 | 99 | 1935 | DFO | 11 | 2002
City of Burlington - (KS) | Burlington | KS | IC | RE | 0.8 | 99 | 1954 | NG | 3 | 2003
City of Burlington - (KS) | Burlington | KS | IC | RE | 0.3 | 99 | 1946 | DFO | 3 | 2003
CalWind Resources Inc | Tehachapi Wind Resource I | CA | WT | IP | 0.6 |  |  | WND
Cargill Inc | Cargill Salt | MI | ST | RE | 1.2 | 1 | 1935 | BIT | 1 | 2002
Cargill Inc | Cargill Salt | MI | ST | RE | 0.7 | 1 | 1935 | BIT | 6 | 2001
Calpine Corp - Metcalf Energy Center | Moapa Paiute Energy Center | NV | CT | IP | 212 |  |  | NG
Calpine Corp - Metcalf Energy Center | Moapa Paiute Energy Center | NV | CT | IP | 212 |  |  | NG
Calpine Corp - Metcalf Energy Center | Moapa Paiute Energy Center | NV | CT | IP | 212 |  |  | NG
Calpine Corp - Metcalf Energy Center | Moapa Paiute Energy Center | NV | CA | IP | 574 |  |  | NG
Department of the Navy | Naval Hospital Medical Center | CA | GT | RE | 0.8 | 9 | 1986 | NG | 3 | 2003
Department of the Navy | Naval Hospital Medical Center | CA | GT | RE | 0.8 | 9 | 1986 | NG | 4 | 2003
Department of the Navy | Naval Hospital Medical Center | CA | GT | RE | 0.8 | 9 | 1986 | NG | 4 | 2003
California Institute-Technolgy | California Institute of Technology | CA | CA | RE | 1 | 2 | 1982 | NG | 11 | 2002
California Institute-Technolgy | California Institute of Technology | CA | CT | RE | 4.3 | 5 | 1989 | NG | 11 | 2002
California Institute-Technolgy | California Institute of Technology | CA | CT | IP | 2.5 |  |  | NG
California Institute-Technolgy | California Institute of Technology | CA | CA | IP | 2.5 |  |  | NG
California Institute-Technolgy | California Institute of Technology | CA | CT | IP | 1 |  |  | NG
City of Cambridge - (NE) | Cambridge | NE | IC | RE | 0.7 | 7 | 1957 | DFO | 3 | 2005
City of Cambridge - (NE) | Cambridge | NE | IC | RE | 0.9 | 12 | 1963 | DFO | 3 | 2005
City of Cambridge - (NE) | Cambridge | NE | IC | RE | 1.3 | 8 | 1971 | DFO | 3 | 2005
Progress Energy Carolinas Inc | Cape Fear | NC | CT | RE | 18 | 6 | 1969 | DFO | 10 | 2012
Progress Energy Carolinas Inc | Cape Fear | NC | ST | RE | 140.6 | 12 | 1956 | BIT | 10 | 2012
Progress Energy Carolinas Inc | Cape Fear | NC | ST | RE | 187.9 | 7 | 1958 | BIT | 10 | 2012
Progress Energy Carolinas Inc | HF Lee Plant | NC | ST | RE | 75 | 6 | 1952 | BIT | 9 | 2012
Progress Energy Carolinas Inc | HF Lee Plant | NC | ST | RE | 75 | 5 | 1951 | BIT | 9 | 2012
Progress Energy Carolinas Inc | HF Lee Plant | NC | ST | RE | 252.4 | 8 | 1962 | BIT | 9 | 2012
Progress Energy Carolinas Inc | HF Lee Plant | NC | GT | RE | 16.3 | 3 | 1968 | DFO | 10 | 2012
Progress Energy Carolinas Inc | HF Lee Plant | NC | GT | RE | 29.9 | 5 | 1971 | DFO | 10 | 2012
Progress Energy Carolinas Inc | HF Lee Plant | NC | GT | RE | 29.9 | 8 | 1971 | DFO | 10 | 2012
Progress Energy Carolinas Inc | HF Lee Plant | NC | GT | RE | 29.9 | 8 | 1971 | DFO | 10 | 2012
Progress Energy Carolinas Inc | Morehead | NC | GT | RE | 16.3 | 1 | 1968 | DFO | 10 | 2012
Progress Energy Carolinas Inc | Roxboro | NC | GT | RE | 16.3 | 2 | 1968 | DFO | 12 | 2007
Progress Energy Carolinas Inc | W H Weatherspoon | NC | ST | RE | 46 | 9 | 1949 | BIT | 9 | 2011
Progress Energy Carolinas Inc | W H Weatherspoon | NC | ST | RE | 46 | 6 | 1950 | BIT | 9 | 2011
Progress Energy Carolinas Inc | W H Weatherspoon | NC | ST | RE | 73.5 | 8 | 1952 | BIT | 9 | 2011
Progress Energy Carolinas Inc | H B Robinson | SC | ST | RE | 206.6 | 5 | 1960 | BIT | 10 | 2012
Progress Energy Carolinas Inc | NA 1 | NC | CA | IP | 160 |  |  | NG
Progress Energy Carolinas Inc | NA 1 | NC | CT | IP | 195 |  |  | NG
Progress Energy Carolinas Inc | NA 1 | NC | CC | IP | 195 |  |  | NG
Progress Energy Carolinas Inc | NA 1 | NC | CT | IP | 195 |  |  | NG
Progress Energy Carolinas Inc | NA 1 | NC | CA | IP | 160 |  |  | NG
Progress Energy Carolinas Inc | NA 1 | NC | CT | IP | 195 |  |  | NG
Progress Energy Carolinas Inc | NA 1 | NC | CC | IP | 612 |  |  | NG
Progress Energy Carolinas Inc | NA 1 | NC | CT | IP | 195.3 |  |  | NG
Progress Energy Carolinas Inc | NA 1 | NC | CC | IP | 557 |  |  | NG
Progress Energy Carolinas Inc | NA 1 | NC | CC | IP | 278 |  |  | NG
Progress Energy Carolinas Inc | NA 1 | NC | GT | IP | 195 |  |  | NG
Progress Energy Carolinas Inc | NA 1 | NC | GT | IP | 195 |  |  | NG
Progress Energy Carolinas Inc | Future Gen Plant | NC | CC | IP | 211.8 |  |  | NG
Progress Energy Carolinas Inc | Future Gen Plant | NC | CC | IP | 612 |  |  | NG
Progress Energy Carolinas Inc | Woodfin | NC | GT | IP | 45.5 |  |  | NG
Carrollton Board of Public Wks | Carrollton | MO | IC | RE | 0.3 | 88 | 1941 | DFO | 8 | 1950
Carrollton Board of Public Wks | Carrollton | MO | IC | RE | 0.3 | 88 | 1941 | DFO | 8 | 1950
Carrollton Board of Public Wks | Carrollton | MO | IC | RE | 0.8 | 88 | 1963 | NG | 7 | 2005
Carrollton Board of Public Wks | Carrollton | MO | IC | RE | 0.9 | 88 | 1951 | NG | 7 | 2005
Carrollton Board of Public Wks | Carrollton | MO | IC | RE | 1.1 | 88 | 1956 | NG | 8 | 2005
Mosaic Company | Mosaic Co Greenbay | FL | ST | RE | 38.2 | 11 | 1990 | OTH | 5 | 2006
Mosaic Company | Mosaic Co Mulberry Facility | FL | ST | RE | 21 | 5 | 1985 | OTH | 12 | 2008
Cargill Inc | Cargill Corn Wet Milling Plant | TN | GT | RE | 4.8 | 1 | 1991 | NG | 4 | 2010
Village of Cashton | Cashton | WI | IC | RE | 0.3 | 0 | 1962 | DFO | 2 | 2001
Caterpillar Inc | Caterpillar | IN | IC | RE | 2 | 6 | 2001 | DFO | 9 | 2001
Caterpillar Inc | Caterpillar | IN | IC | RE | 2 | 6 | 2001 | DFO | 9 | 2001
Caterpillar Inc | Caterpillar | IN | IC | RE | 2 | 6 | 2001 | DFO | 9 | 2001
Caterpillar Inc | Caterpillar | IN | IC | RE | 2 | 6 | 2001 | DFO | 9 | 2001
Caterpillar Inc | Caterpillar | IN | IC | RE | 2 | 6 | 2001 | DFO | 9 | 2001
Caterpillar Inc | Caterpillar | IN | IC | RE | 2 | 6 | 2001 | DFO | 9 | 2001
Caterpillar Inc | Caterpillar | IN | IC | RE | 2 | 6 | 2001 | DFO | 9 | 2001
Caterpillar Inc | Caterpillar | IN | IC | RE | 2 | 6 | 2001 | DFO | 9 | 2001
Central Illinois Light Co | Indian Trails Cogen 1 | IL | ST | RE | 21 | 6 | 1995 | NG | 1 | 2010
Central Illinois Light Co | Hallock | IL | IC | RE | 1.6 | 6 | 2000 | DFO | 12 | 2006
Central Illinois Light Co | Hallock | IL | IC | RE | 1.6 | 6 | 2000 | DFO | 12 | 2006
Central Illinois Light Co | Hallock | IL | IC | RE | 1.6 | 6 | 2000 | DFO | 12 | 2006
Central Illinois Light Co | Hallock | IL | IC | RE | 1.6 | 6 | 2000 | DFO | 12 | 2006
Central Illinois Light Co | Hallock | IL | IC | RE | 1.6 | 6 | 2000 | DFO | 12 | 2006
Central Illinois Light Co | Hallock | IL | IC | RE | 1.6 | 6 | 2000 | DFO | 12 | 2006
Central Illinois Light Co | Hallock | IL | IC | RE | 1.6 | 6 | 2000 | DFO | 12 | 2006
Central Illinois Light Co | Hallock | IL | IC | RE | 1.6 | 6 | 2000 | DFO | 12 | 2006
Central Illinois Light Co | Kickapoo | IL | IC | RE | 1.6 | 6 | 2000 | DFO | 9 | 2005
Central Illinois Light Co | Kickapoo | IL | IC | RE | 1.6 | 6 | 2000 | DFO | 9 | 2005
Central Illinois Light Co | Kickapoo | IL | IC | RE | 1.6 | 6 | 2000 | DFO | 9 | 2005
Central Illinois Light Co | Kickapoo | IL | IC | RE | 1.6 | 6 | 2000 | DFO | 9 | 2005
Central Illinois Light Co | Kickapoo | IL | IC | RE | 1.6 | 6 | 2000 | DFO | 9 | 2005
Central Illinois Light Co | Kickapoo | IL | IC | RE | 1.6 | 6 | 2000 | DFO | 9 | 2005
Central Illinois Light Co | Kickapoo | IL | IC | RE | 1.6 | 6 | 2000 | DFO | 9 | 2005
Central Illinois Light Co | Kickapoo | IL | IC | RE | 1.6 | 6 | 2000 | DFO | 9 | 2005
Central Iowa Power Cooperative | Summit Lake | IA | IC | RE | 1 | 11 | 1948 | DFO | 1 | 2007
Central Iowa Power Cooperative | Summit Lake | IA | IC | RE | 1 | 11 | 1948 | DFO | 1 | 2007
Central Iowa Power Cooperative | Summit Lake | IA | IC | RE | 1 | 11 | 1948 | DFO | 1 | 2007
Central Iowa Power Cooperative | Summit Lake | IA | IC | RE | 1 | 11 | 1948 | DFO | 1 | 2007
Cleco Power LLC | Teche | LA | ST | RE | 54.4 | 5 | 1956 | NG | 12 | 2011
Central Vermont Pub Serv Corp | St Albans | VT | IC | RE | 1.3 | 2 | 1950 | DFO | 12 | 2007
Central Vermont Pub Serv Corp | St Albans | VT | IC | RE | 1.3 | 2 | 1950 | DFO | 12 | 2007
City of Chanute | Chanute 1 | KS | ST | RE | 4 | 8 | 1949 | NG | 12 | 2004
City of Chanute | Chanute 1 | KS | IC | RE | 1.7 | 8 | 1955 | NG | 12 | 2004
City of Chanute | Chanute 1 | KS | ST | RE | 10 | 8 | 1957 | NG | 12 | 2004
PUD No 1 of Chelan County | Diesel Generator Farm | WA | IC | RE | 1.8 | 3 | 2001 | DFO | 8 | 2001
PUD No 1 of Chelan County | Diesel Generator Farm | WA | IC | RE | 1.8 | 3 | 2001 | DFO | 8 | 2001
PUD No 1 of Chelan County | Diesel Generator Farm | WA | IC | RE | 1.8 | 3 | 2001 | DFO | 8 | 2001
PUD No 1 of Chelan County | Diesel Generator Farm | WA | IC | RE | 1.8 | 3 | 2001 | DFO | 8 | 2001
PUD No 1 of Chelan County | Diesel Generator Farm | WA | IC | RE | 1.8 | 3 | 2001 | DFO | 8 | 2001
PUD No 1 of Chelan County | Diesel Generator Farm | WA | IC | RE | 1.8 | 3 | 2001 | DFO | 8 | 2001
PUD No 1 of Chelan County | Diesel Generator Farm | WA | IC | RE | 1.8 | 3 | 2001 | DFO | 8 | 2001
PUD No 1 of Chelan County | Diesel Generator Farm | WA | IC | RE | 1.8 | 3 | 2001 | DFO | 8 | 2001
PUD No 1 of Chelan County | Diesel Generator Farm | WA | IC | RE | 1.8 | 3 | 2001 | DFO | 8 | 2001
PUD No 1 of Chelan County | Diesel Generator Farm | WA | IC | RE | 1.8 | 3 | 2001 | DFO | 8 | 2001
PUD No 1 of Chelan County | Diesel Generator Farm | WA | IC | RE | 1.8 | 3 | 2001 | DFO | 8 | 2001
PUD No 1 of Chelan County | Diesel Generator Farm | WA | IC | RE | 1.8 | 3 | 2001 | DFO | 8 | 2001
PUD No 1 of Chelan County | Diesel Generator Farm | WA | IC | RE | 1.8 | 3 | 2001 | DFO | 8 | 2001
PUD No 1 of Chelan County | Diesel Generator Farm | WA | IC | RE | 1.8 | 3 | 2001 | DFO | 8 | 2001
PUD No 1 of Chelan County | Diesel Generator Farm | WA | IC | RE | 2 | 3 | 2001 | DFO | 8 | 2001
PUD No 1 of Chelan County | Diesel Generator Farm | WA | IC | RE | 2 | 3 | 2001 | DFO | 8 | 2001
PUD No 1 of Chelan County | Diesel Generator Farm | WA | IC | RE | 2 | 3 | 2001 | DFO | 8 | 2001
PUD No 1 of Chelan County | Diesel Generator Farm | WA | IC | RE | 2 | 3 | 2001 | DFO | 8 | 2001
PUD No 1 of Chelan County | Diesel Generator Farm | WA | IC | RE | 2 | 3 | 2001 | DFO | 8 | 2001
PUD No 1 of Chelan County | Diesel Generator Farm | WA | IC | RE | 1.8 | 3 | 2001 | DFO | 8 | 2001
PUD No 1 of Chelan County | Diesel Generator Farm | WA | IC | RE | 1.8 | 3 | 2001 | DFO | 8 | 2001
PUD No 1 of Chelan County | Diesel Generator Farm | WA | IC | RE | 1.8 | 3 | 2001 | DFO | 8 | 2001
PUD No 1 of Chelan County | Diesel Generator Farm | WA | IC | RE | 1.8 | 3 | 2001 | DFO | 8 | 2001
PUD No 1 of Chelan County | Diesel Generator Farm | WA | IC | RE | 1.8 | 3 | 2001 | DFO | 8 | 2001
PUD No 1 of Chelan County | Diesel Generator Farm | WA | IC | RE | 1.8 | 3 | 2001 | DFO | 8 | 2001
PUD No 1 of Chelan County | Diesel Generator Farm | WA | IC | RE | 1.8 | 3 | 2001 | DFO | 8 | 2001
Ticona Polymers Inc | Ticona Polymers Inc | TX | OT | RE | 1.4 | 1 | 1982 | NG | 12 | 2002
Ticona Polymers Inc | Ticona Polymers Inc | TX | OT | RE | 1.4 | 1 | 1982 | NG | 12 | 2002
Ticona Polymers Inc | Ticona Polymers Inc | TX | OT | RE | 1.6 | 1 | 1982 | NG | 12 | 2002
Ticona Polymers Inc | Ticona Polymers Inc | TX | CA | RE | 8.2 | 1 | 1982 | NG | 12 | 2002
Chemical Lime Co | Nelson Plant Generators | AZ | IC | RE | 1.1 | 7 | 1990 | DFO | 9 | 2011
Chemical Lime Co | Nelson Plant Generators | AZ | IC | RE | 1.1 | 7 | 1990 | DFO | 11 | 2010
Metro Wtr Recl Dist Grtr Chi | Lockport Powerhouse | IL | HY | RE | 8 | 1 | 1908 | WAT | 1 | 1950 | 42 |  | 8 | 336
Metro Wtr Recl Dist Grtr Chi | Lockport Powerhouse | IL | HY | RE | 8 | 1 | 1935 | WAT | 1 | 1950 | 15 |  | 8 | 120
DTE San Diego COGEN Inc. | Childrens Hospital | CA | IC | RE | 0.6 | 2 | 1993 | NG | 11 | 2003
DTE San Diego COGEN Inc. | Childrens Hospital | CA | IC | RE | 0.3 | 6 | 1983 | NG | 7 | 2004
DTE San Diego COGEN Inc. | Childrens Hospital | CA | IC | RE | 0.3 | 6 | 1983 | NG | 9 | 2003
DTE San Diego COGEN Inc. | Childrens Hospital | CA | IC | RE | 0.3 | 6 | 1983 | NG | 7 | 2004
Chillicothe Municipal Utils | Chillicothe | MO | ST | RE | 2.5 | 6 | 1938 | BIT | 3 | 2004
Chillicothe Municipal Utils | Chillicothe | MO | ST | RE | 5 | 8 | 1948 | BIT | 3 | 2004
Chillicothe Municipal Utils | Chillicothe | MO | ST | RE | 6 | 9 | 1958 | BIT | 3 | 2004
Duke Energy Ohio Inc | Walter C Beckjord | OH | ST | RE | 115 | 6 | 1952 | BIT | 5 | 2012
Duke Energy Ohio Inc | Miami Fort | OH | ST | RE | 100 | 12 | 1949 | BIT | 1 | 2008
Phelps Dodge Corp-Chino Mines | Chino Mines | NM | ST | RE | 7.5 | 6 | 1930 | NG | 12 | 2004
Phelps Dodge Corp-Chino Mines | Chino Mines | NM | ST | RE | 10 | 6 | 1950 | NG | 12 | 2005
Phelps Dodge Corp-Chino Mines | Chino Mines | NM | ST | RE | 30 | 5 | 1973 | NG | 12 | 2005
Clark University | Clark University | MA | IC | RE | 1.8 | 6 | 1981 | NG | 5 | 2012
Clarksdale Public Utilities | Third Street | MS | ST | RE | 4 | 10 | 1951 | NG | 7 | 2007
Clarksdale Public Utilities | Third Street | MS | ST | RE | 9 | 10 | 1946 | NG | 7 | 2007
City of Clay Center | Clay Center | KS | ST | RE | 1.5 | 88 | 1942 | NG | 1 | 2005
City of Cleveland - (OH) | Lake Road | OH | ST | RE | 25 | 1 | 1953 | BIT | 1 | 1994
City of Cleveland - (OH) | Lake Road | OH | ST | RE | 85 | 1 | 1967 | BIT | 1 | 1994
City of Cleveland - (OH) | Lake Road | OH | ST | RE | 25 | 1 | 1941 | BIT | 1 | 1994
City of Cleveland - (OH) | Lake Road | OH | ST | RE | 25 | 1 | 1953 | BIT | 1 | 1994
Village of Clinton - (MI) | Clinton | MI | IC | RE | 0.4 | 99 | 1955 | DFO | 8 | 2008
Village of Clinton - (MI) | Clinton | MI | IC | RE | 0.4 | 99 | 1955 | DFO | 8 | 2008
Village of Clinton - (MI) | Clinton | MI | IC | RE | 0.4 | 99 | 1955 | DFO | 8 | 2008
Cloverland Electric Co-op | Dafter | MI | IC | RE | 1 | 11 | 1955 | DFO | 2 | 1995
City of Coggon | Coggon | IA | IC | RE | 0.2 | 1 | 1945 | DFO | 1 | 2003
Coldwater Board of Public Util | Coldwater | MI | IC | RE | 0.7 | 8 | 1948 | DFO | 12 | 2002
Coldwater Board of Public Util | Coldwater | MI | IC | RE | 3.5 | 9 | 1969 | NG | 9 | 2012
City of Columbus - (OH) | Refuse & Coal | OH | ST | RE | 30 | 7 | 1983 | MSW | 12 | 1995
City of Columbus - (OH) | Refuse & Coal | OH | ST | RE | 30 | 7 | 1983 | MSW | 12 | 1995
City of Columbus - (OH) | Refuse & Coal | OH | ST | RE | 30 | 7 | 1983 | MSW | 12 | 1995
Connecticut Mun Elec Engy Coop | A L Pierce | CT | ST | RE | 7.5 | 8 | 1953 | DFO | 12 | 1998
Connecticut Mun Elec Engy Coop | A L Pierce | CT | ST | RE | 7.5 | 8 | 1953 | DFO | 7 | 2000
Connecticut Mun Elec Engy Coop | A L Pierce | CT | ST | RE | 7.5 | 8 | 1953 | DFO | 7 | 2000
Connecticut Mun Elec Engy Coop | John Street 1, 3, 4 & 5 | CT | IC | RE | 1.8 | 1 | 2005 | DFO | 2 | 2011
Phillips 66-Ponca City Refinery | Ponca City Refinery | OK | ST | RE | 4 | 9 | 1947 | OG | 8 | 2010
Phillips 66-Ponca City Refinery | Ponca City Refinery | OK | ST | RE | 4 | 9 | 1947 | OG | 8 | 2010
Phillips 66-Ponca City Refinery | Ponca City Refinery | OK | ST | RE | 10 | 1 | 1954 | NG | 1 | 2007
Consolidated Edison Co-NY Inc | Hudson Avenue | NY | ST | RE | 60 | 11 | 1951 | RFO | 10 | 2004
Consolidated Edison Co-NY Inc | Waterside | NY | ST | RE | 74.8 | 7 | 1941 | RFO | 4 | 2005
Consolidated Edison Co-NY Inc | Waterside | NY | ST | RE | 62.5 | 6 | 1949 | RFO | 4 | 2005
Consolidated Edison Co-NY Inc | Waterside | NY | ST | RE | 62.5 | 10 | 1949 | RFO | 4 | 2005
Consolidated Water Power Co | Biron | WI | HY | RE | 0.4 | 1 | 1896 | WAT | 1 | 1999 | 103 |  | 0.4 | 41.2
Consumers Energy Co | Gaylord | MI | GT | RE | 16 | 4 | 1968 | NG | 10 | 2010
Copper Valley Elec Assn, Inc | Glennallen | AK | IC | RE | 0.3 | 88 | 1959 | DFO | 7 | 2008
Copper Valley Elec Assn, Inc | Glennallen | AK | IC | RE | 0.3 | 88 | 1959 | DFO | 7 | 2008
Corn Belt Energy Corporation | Prairie Energy | IL | ST | IP | 91 |  |  | BIT
City of Corning - (IA) | Corning | IA | IC | RE | 0.6 | 7 | 1945 | DFO | 3 | 2006
City of Corning - (IA) | Corning | IA | IC | RE | 0.9 | 7 | 1950 | DFO | 3 | 2006
City of Corning - (IA) | Corning | IA | IC | RE | 1.3 | 7 | 1955 | DFO | 3 | 2006
City of Corning - (IA) | Corning | IA | IC | RE | 0.4 | 7 | 1938 | DFO | 3 | 2006
Crestwood Corp | Crestwood Dothan | AL | ST | RE | 5 | 4 | 1986 | NG | 1 | 2003
Cutrale Citrus Juices USA Inc | Cutrale Citrus Juices USA I | FL | GT | RE | 3.5 | 12 | 1987 | NG | 12 | 2010
Cutrale Citrus Juices USA Inc | Cutrale Citrus Juices USA II | FL | CT | RE | 3.5 | 12 | 1987 | NG | 12 | 2010
Cutrale Citrus Juices USA Inc | Cutrale Citrus Juices USA II | FL | CT | RE | 3.5 | 12 | 1987 | NG | 12 | 2010
Coram Energy, LLC | Coram Energy LLC | CA | WT | RE | 1 | 12 | 1984 | WND | 12 | 2004
Coram Energy, LLC | Coram Energy LLC (ECT) | CA | WT | RE | 3.3 | 12 | 1985 | WND | 12 | 2005
Coram Energy, LLC | Coram Energy LLC | CA | WT | RE | 1.4 | 12 | 1985 | WND | 12 | 2005
Dairyland Power Coop | Alma | WI | ST | RE | 15 | 9 | 1947 | BIT | 3 | 2012
Dairyland Power Coop | Alma | WI | ST | RE | 15 | 10 | 1947 | BIT | 3 | 2012
Dairyland Power Coop | Alma | WI | ST | RE | 15 | 7 | 1951 | BIT | 3 | 2012
Dairyland Power Coop | Seven Mile Creek LFG | WI | IC | IP | 0.8 |  |  | LFG
Dairyland Power Coop | Lake Area Landfill Gas Recovery | WI | IC | IP | 1 |  |  | LFG
Dairyland Power Coop | Lake Area Landfill Gas Recovery | WI | IC | IP | 1 |  |  | LFG
Dairyland Power Coop | Lake Area Landfill Gas Recovery | WI | IC | IP | 1 |  |  | LFG
Dairyland Power Coop | Lake Area Landfill Gas Recovery | WI | IC | IP | 0.8 |  |  | LFG
City of Dayton - (IA) | Dayton | IA | IC | RE | 0.6 | 5 | 1959 | DFO | 7 | 2001
City of Dayton - (IA) | Dayton | IA | IC | RE | 0.1 | 7 | 1939 | DFO | 6 | 2002
Aniak Light & Power Co Inc | Aniak | AK | IC | RE | 0.3 | 7 | 1980 | DFO | 8 | 2005
Aniak Light & Power Co Inc | Aniak | AK | IC | RE | 0.3 | 7 | 1980 | DFO | 8 | 2005
Aniak Light & Power Co Inc | Aniak | AK | IC | RE | 0.3 | 5 | 1991 | DFO | 4 | 1994
City of Detroit | Mistersky | MI | ST | RE | 44 | 8 | 1950 | NG | 4 | 2010
The DTE Electric Company | Marysville | MI | ST | RE | 50 | 10 | 1930 | BIT | 5 | 1995
The DTE Electric Company | Marysville | MI | ST | RE | 75 | 4 | 1943 | BIT | 12 | 2011
The DTE Electric Company | Marysville | MI | ST | RE | 75 | 2 | 1947 | BIT | 12 | 2011
The DTE Electric Company | St Clair | MI | ST | RE | 357.7 | 4 | 1959 | RFO | 1 | 1980
American Sugar Refining, Inc. | Domino Sugar Baltimore | MD | ST | RE | 2.5 | 6 | 1959 | NG | 9 | 2000
DPL Energy LLC | Hardinsburg Electric Generating Station | KY | GT | IP | 59 |  |  | NG
DPL Energy LLC | Hardinsburg Electric Generating Station | KY | GT | IP | 59 |  |  | NG
DPL Energy LLC | Hardinsburg Electric Generating Station | KY | GT | IP | 59 |  |  | NG
DPL Energy LLC | Hardinsburg Electric Generating Station | KY | GT | IP | 59 |  |  | NG
DPL Energy LLC | Hardinsburg Electric Generating Station | KY | GT | IP | 59 |  |  | NG
DPL Energy LLC | Hardinsburg Electric Generating Station | KY | GT | IP | 59 |  |  | NG
DPL Energy LLC | Hardinsburg Electric Generating Station | KY | GT | IP | 59 |  |  | NG
DPL Energy LLC | Hardinsburg Electric Generating Station | KY | GT | IP | 59 |  |  | NG
DPL Energy LLC | Montpelier Electric Generating Station | IN | GT | IP | 59 |  |  | NG
DPL Energy LLC | Montpelier Electric Generating Station | IN | GT | IP | 59 |  |  | NG
DPL Energy LLC | Montpelier Electric Generating Station | IN | GT | IP | 59 |  |  | NG
DPL Energy LLC | Montpelier Electric Generating Station | IN | GT | IP | 59 |  |  | NG
DPL Energy LLC | Harrod Electric Generating Station | OH | GT | IP | 94 |  |  | NG
DPL Energy LLC | Harrod Electric Generating Station | OH | GT | IP | 94 |  |  | NG
DPL Energy LLC | Harrod Electric Generating Station | OH | GT | IP | 94 |  |  | NG
DPL Energy LLC | Harrod Electric Generating Station | OH | GT | IP | 94 |  |  | NG
DPL Energy LLC | Harrod Electric Generating Station | OH | GT | IP | 94 |  |  | NG
DPL Energy LLC | Harrod Electric Generating Station | OH | GT | IP | 94 |  |  | NG
DPL Energy LLC | Fairmount Electric Generating | IN | GT | IP | 58.9 |  |  | NG
DPL Energy LLC | Fairmount Electric Generating | IN | GT | IP | 58.9 |  |  | NG
DPL Energy LLC | Fairmount Electric Generating | IN | GT | IP | 58.9 |  |  | NG
DPL Energy LLC | Fairmount Electric Generating | IN | GT | IP | 58.9 |  |  | NG
DPL Energy LLC | Fairmount Electric Generating | IN | GT | IP | 58.9 |  |  | NG
DPL Energy LLC | Fairmount Electric Generating | IN | GT | IP | 58.9 |  |  | NG
DPL Energy LLC | Fairmount Electric Generating | IN | GT | IP | 58.9 |  |  | NG
DPL Energy LLC | Fairmount Electric Generating | IN | GT | IP | 58.9 |  |  | NG
City of Dover - (OH) | Dover | OH | ST | RE | 4 | 1 | 1944 | BIT | 6 | 2007
Dow Chemical Co | Dow Chemical Texas Operation | TX | CA | RE | 50 | 11 | 1952 | NG | 1 | 2003
Dow Chemical Co | Dow Chemical Texas Operation | TX | CA | RE | 50 | 12 | 1952 | NG | 1 | 1995
Dow Chemical Co | Dow Chemical Texas Operation | TX | CA | RE | 49 | 12 | 1953 | NG | 1 | 2007
Dow Chemical Co | Dow Chemical Texas Operation | TX | CT | RE | 119 | 2 | 1983 | NG | 11 | 2009
Dow Chemical Co | Dow Chemical Texas Operation | TX | CT | RE | 119 | 2 | 1983 | NG | 10 | 2009
Dow Chemical Co | Dow Chemical Texas Operation | TX | CA | RE | 50 | 5 | 1958 | NG | 6 | 2000
Dow Chemical Co | Dow Chemical Texas Operation | TX | CA | RE | 50 | 3 | 1959 | NG | 2 | 2003
Dow Chemical Co | Dow Chemical Texas Operation | TX | CT | RE | 119 | 10 | 1983 | NG | 11 | 2003
Dow Chemical Co | Dow Chemical Texas Operation | TX | CT | RE | 94.5 | 9 | 1982 | NG | 8 | 2011
Dow Chemical Co | Freeport Energy Center | TX | CT | IP | 180 |  |  | NG
Dow Chemical Co | Plaquemine Operations | LA | CS | RE | 53 | 12 | 1969 | NG | 11 | 2002
Dow Chemical Co | Plaquemine Operations | LA | CS | RE | 53 | 12 | 1969 | NG | 11 | 2002
Dow Chemical Co | LaO Energy Systems | LA | CT | RE | 125 | 5 | 1983 | NG | 6 | 2011
Duke Energy Carolinas, LLC | Buck | NC | ST | RE | 80 | 7 | 1941 | BIT | 5 | 2011
Duke Energy Carolinas, LLC | Buck | NC | ST | RE | 40 | 9 | 1942 | BIT | 5 | 2011
Duke Energy Carolinas, LLC | Buck | NC | GT | RE | 34.8 | 7 | 1970 | NG | 10 | 2012
Duke Energy Carolinas, LLC | Buck | NC | GT | RE | 34.8 | 7 | 1970 | NG | 10 | 2012
Duke Energy Carolinas, LLC | Buck | NC | GT | RE | 34.8 | 7 | 1970 | NG | 10 | 2012
Duke Energy Carolinas, LLC | Cliffside | NC | ST | RE | 40 | 7 | 1940 | BIT | 10 | 2011
Duke Energy Carolinas, LLC | Cliffside | NC | ST | RE | 40 | 8 | 1940 | BIT | 10 | 2011
Duke Energy Carolinas, LLC | Cliffside | NC | ST | RE | 65 | 5 | 1948 | BIT | 10 | 2011
Duke Energy Carolinas, LLC | Cliffside | NC | ST | RE | 65 | 10 | 1948 | BIT | 10 | 2011
Duke Energy Carolinas, LLC | Cliffside | NC | ST | IP | 800 |  |  | BIT
Duke Energy Carolinas, LLC | Dan River | NC | ST | RE | 70 | 12 | 1949 | BIT | 4 | 2012
Duke Energy Carolinas, LLC | Dan River | NC | ST | RE | 70 | 3 | 1950 | BIT | 4 | 2012
Duke Energy Carolinas, LLC | Dan River | NC | ST | RE | 150 | 8 | 1955 | BIT | 4 | 2012
Duke Energy Carolinas, LLC | Dan River | NC | GT | RE | 35.2 | 5 | 1968 | NG | 10 | 2012
Duke Energy Carolinas, LLC | Dan River | NC | GT | RE | 35.2 | 5 | 1968 | NG | 10 | 2012
Duke Energy Carolinas, LLC | Dan River | NC | GT | RE | 27.4 | 7 | 1969 | NG | 10 | 2012
Duke Energy Carolinas, LLC | Riverbend | NC | GT | RE | 33.8 | 7 | 1969 | NG | 10 | 2012
Duke Energy Carolinas, LLC | Riverbend | NC | GT | RE | 33.8 | 7 | 1969 | NG | 10 | 2012
Duke Energy Carolinas, LLC | Riverbend | NC | GT | RE | 33.8 | 7 | 1969 | NG | 10 | 2012
Duke Energy Carolinas, LLC | Riverbend | NC | GT | RE | 33.8 | 7 | 1969 | NG | 10 | 2012
Duke Energy Carolinas, LLC | W S Lee | SC | GT | RE | 35.1 | 4 | 1978 | NG | 1 | 2007
Duke Energy Carolinas, LLC | W S Lee | SC | GT | RE | 35.1 | 2 | 1968 | NG | 1 | 2007
Duke Energy Carolinas, LLC | W S Lee | SC | GT | RE | 35.1 | 4 | 1968 | NG | 1 | 2007
Duke Energy Carolinas, LLC | Buzzard Roost GT | SC | GT | RE | 17.8 | 6 | 1971 | NG | 10 | 2012
Duke Energy Carolinas, LLC | Buzzard Roost GT | SC | GT | RE | 17.8 | 6 | 1971 | NG | 10 | 2012
Duke Energy Carolinas, LLC | Buzzard Roost GT | SC | GT | RE | 17.8 | 6 | 1971 | NG | 10 | 2012
Duke Energy Carolinas, LLC | Buzzard Roost GT | SC | GT | RE | 17.8 | 6 | 1971 | NG | 10 | 2012
Duke Energy Carolinas, LLC | Buzzard Roost GT | SC | GT | RE | 17.8 | 6 | 1971 | NG | 10 | 2012
Duke Energy Carolinas, LLC | Buzzard Roost GT | SC | GT | RE | 17.8 | 7 | 1971 | NG | 10 | 2012
Duke Energy Carolinas, LLC | Buzzard Roost GT | SC | GT | RE | 22.7 | 4 | 1971 | NG | 10 | 2012
Duke Energy Carolinas, LLC | Buzzard Roost GT | SC | GT | RE | 22.7 | 5 | 1971 | NG | 10 | 2012
Duke Energy Carolinas, LLC | Buzzard Roost GT | SC | GT | RE | 22.7 | 8 | 1971 | NG | 10 | 2012
Duke Energy Carolinas, LLC | Buzzard Roost GT | SC | GT | RE | 22.7 | 9 | 1971 | NG | 10 | 2012
Dynegy Midwest Generation Inc | Havana | IL | ST | RE | 46 | 9 | 1947 | RFO | 1 | 2012
Dynegy Midwest Generation Inc | Havana | IL | ST | RE | 46 | 7 | 1947 | RFO | 1 | 2012
Dynegy Midwest Generation Inc | Havana | IL | ST | RE | 46 | 11 | 1948 | RFO | 1 | 2012
Dynegy Midwest Generation Inc | Havana | IL | ST | RE | 46 | 3 | 1950 | RFO | 1 | 2012
Dynegy Midwest Generation Inc | Havana | IL | ST | RE | 46 | 6 | 1950 | RFO | 1 | 2012
Dynegy Midwest Generation Inc | Vermilion | IL | ST | RE | 108.8 | 11 | 1956 | SUB | 11 | 2011
Dynegy Midwest Generation Inc | Vermilion | IL | GT | RE | 15 | 8 | 1967 | DFO | 11 | 2011
Dynegy Midwest Generation Inc | Vermilion | IL | ST | RE | 73.5 | 5 | 1955 | SUB | 11 | 2011
Dynegy Midwest Generation Inc | Wood River | IL | ST | RE | 50 | 11 | 1949 | NG | 10 | 2011
Dynegy Midwest Generation Inc | Wood River | IL | ST | RE | 50 | 11 | 1949 | NG | 10 | 2011
Dynegy Midwest Generation Inc | Wood River | IL | ST | RE | 50 | 10 | 1950 | NG | 10 | 2011
City of Durant - (IA) | Durant | IA | IC | RE | 0.5 | 88 | 1954 | DFO | 12 | 2009
City of Durant - (IA) | Durant | IA | IC | RE | 0.5 | 88 | 1958 | DFO | 12 | 2009
E I DuPont De Nemours & Co | Belle West Virginia Plant | WV | ST | RE | 13.5 | 1 | 1982 | NG | 9 | 2005
E I DuPont De Nemours & Co | Sabine River Works | TX | CA | RE | 3.1 | 1 | 1948 | NG | 1 | 1996
E I DuPont De Nemours & Co | Sabine River Works | TX | CA | RE | 6.2 | 1 | 1948 | NG | 9 | 2008
E I DuPont De Nemours & Co | Unifi Kinston LLC | NC | ST | RE | 7.5 | 12 | 1952 | BIT | 7 | 2008
E I DuPont De Nemours & Co | Unifi Kinston LLC | NC | ST | RE | 7.5 | 12 | 1952 | BIT | 7 | 2008
E I DuPont De Nemours & Co | Old Hickory Plant | TN | ST | RE | 3 | 1 | 1933 | NG | 1 | 2002
E I DuPont De Nemours & Co | Old Hickory Plant | TN | ST | RE | 1 | 1 | 1993 | NG | 10 | 2010
East Kentucky Power Coop, Inc | J K Smith | KY | GT | IP | 98 |  |  | NG
East Kentucky Power Coop, Inc | J K Smith | KY | GT | IP | 98 |  |  | NG
East Kentucky Power Coop, Inc | J K Smith | KY | GT | IP | 83 |  |  | NG
East Kentucky Power Coop, Inc | J K Smith | KY | ST | IP | 329.4 |  |  | BIT
RED-Rochester, LLC | RED-Rochester, LLC | NY | ST | RE | 6.3 | 11 | 1937 | BIT | 3 | 2007
RED-Rochester, LLC | RED-Rochester, LLC | NY | ST | RE | 6.3 | 7 | 1941 | BIT | 12 | 2000
RED-Rochester, LLC | RED-Rochester, LLC | NY | ST | RE | 10.4 | 5 | 1948 | BIT | 3 | 2007
RED-Rochester, LLC | RED-Rochester, LLC | NY | ST | RE | 10.4 | 7 | 1948 | BIT | 3 | 2007
RED-Rochester, LLC | RED-Rochester, LLC | NY | ST | RE | 17.5 | 10 | 1956 | BIT | 3 | 2007
RED-Rochester, LLC | RED-Rochester, LLC | NY | ST | RE | 25.6 | 10 | 1972 | RFO | 3 | 2007
El Paso Electric Co | Turbine | TX | GT | IP | 121 |  |  | NG
Encina Joint Powers Authority | Encina Water Pollution Control | CA | IC | RE | 0.5 | 1 | 1984 | NG | 2 | 2008
Encina Joint Powers Authority | Encina Water Pollution Control | CA | IC | RE | 0.5 | 1 | 1984 | NG | 5 | 2008
Encina Joint Powers Authority | Encina Water Pollution Control | CA | IC | RE | 0.5 | 1 | 1984 | OBG | 5 | 2008
Erie Boulevard Hydropower LP | Higley | NY | HY | RE | 2 | 1 | 1913 | WAT | 9 | 2003 | 90.6667 |  | 2 | 181.3333
Erie Boulevard Hydropower LP | Higley | NY | HY | RE | 2 | 1 | 1913 | WAT | 9 | 2003 | 90.6667 |  | 2 | 181.3333
Erie Boulevard Hydropower LP | Higley | NY | HY | RE | 2 | 1 | 1937 | WAT | 9 | 2003 | 66.6667 |  | 2 | 133.3333
Erie Boulevard Hydropower LP | Oswego Falls West | NY | HY | RE | 1 | 1 | 1914 | WAT | 9 | 2005 | 91.6667 |  | 1 | 91.6667
City of Erie (KS) | Erie | KS | IC | RE | 0.7 | 11 | 1953 | DFO | 2 | 1996
City of Erie (KS) | Erie | KS | IC | RE | 0.7 | 11 | 1958 | DFO | 11 | 2000
City of Erie (KS) | Erie | KS | IC | RE | 1 | 4 | 1964 | DFO | 10 | 2004
City of Erie (KS) | Erie | KS | IC | RE | 1.5 | 3 | 1992 | DFO | 4 | 2006
Exelon Power | Exelon Edgar LLC | MA | GT | RE | 14.2 | 6 | 1969 | DFO | 9 | 2001
Exelon Power | Exelon Edgar LLC | MA | GT | RE | 14.2 | 6 | 1969 | DFO | 9 | 2001
Exelon Power | New Boston Generating Station | MA | ST | RE | 359 | 8 | 1965 | NG | 9 | 2007
Exelon Power | New Boston Generating Station | MA | ST | RE | 358.7 | 7 | 1967 | NG | 11 | 2002
Exelon Power | Cromby Generating Station | PA | ST | RE | 187.5 | 7 | 1954 | BIT | 5 | 2011
Exelon Power | Cromby Generating Station | PA | ST | RE | 230 | 9 | 1955 | RFO | 12 | 2011
Exelon Power | Cromby Generating Station | PA | IC | RE | 2.7 | 5 | 1967 | DFO | 12 | 2011
Exelon Power | Delaware Generating Station | PA | IC | RE | 2.7 | 5 | 1967 | DFO | 11 | 2006
Exelon Power | Delaware Generating Station | PA | ST | RE | 156.2 | 8 | 1953 | RFO | 2 | 2004
Exelon Power | Delaware Generating Station | PA | ST | RE | 156.2 | 4 | 1953 | RFO | 2 | 2004
Exelon Power | Eddystone Generating Station | PA | ST | RE | 353.6 | 2 | 1960 | BIT | 5 | 2011
Exelon Power | Eddystone Generating Station | PA | ST | RE | 353.6 | 10 | 1960 | BIT | 5 | 2012
Exelon Power | Schuylkill Generating Station | PA | ST | RE | 190.4 | 7 | 1958 | RFO | 12 | 2012
Exelon Power | Schuylkill Generating Station | PA | IC | RE | 2.7 | 7 | 1967 | DFO | 12 | 2012
Exelon Power | Mountain Creek | TX | ST | RE | 31.2 | 12 | 1945 | NG | 3 | 2009
Exelon Power | Mountain Creek | TX | ST | RE | 74.9 | 5 | 1949 | NG | 3 | 2009
Exelon Power | Handley | TX | ST | RE | 43.7 | 4 | 1948 | NG | 12 | 2009
Exelon Power | Handley | TX | ST | RE | 74.8 | 12 | 1950 | NG | 12 | 2009
ExxonMobil Oil Corp | ExxonMobil Beaumont Refinery | TX | ST | RE | 10 | 2 | 1957 | OG | 8 | 2005
ExxonMobil Oil Corp | ExxonMobil Beaumont Refinery | TX | ST | RE | 10 | 6 | 1959 | OG | 8 | 2005
Exxon Mobil Refining and Supply Co. | ExxonMobil Baytown Refinery | TX | GT | RE | 14.5 | 1 | 1970 | NG | 5 | 2005
Exxon Mobil Refining and Supply Co. | ExxonMobil Baytown Refinery | TX | GT | RE | 15.2 | 1 | 1972 | NG | 5 | 2005
Exxon Mobil Refining and Supply Co. | ExxonMobil Baytown Refinery | TX | GT | RE | 17.2 | 1 | 1976 | NG | 5 | 2005
Exxon Mobil Refining and Supply Co. | ExxonMobil Baytown Refinery | TX | ST | RE | 7.5 | 1 | 1950 | NG | 6 | 2003
City of Fairfax - (MN) | Fairfax | MN | IC | RE | 0.9 | 7 | 1948 | DFO | 1 | 2004
City of Fairfax - (MN) | Fairfax | MN | IC | RE | 0.6 | 1 | 1940 | DFO | 1 | 2004
City of Fairview | Fairview | OK | IC | RE | 0.1 | 8 | 1924 | DFO | 1 | 2000
City of Fairview | Fairview | OK | IC | RE | 0.5 | 8 | 1926 | DFO | 1 | 2000
City of Fairview | Fairview | OK | IC | RE | 0.8 | 8 | 1948 | DFO | 1 | 2012
City of Fairview | Fairview | OK | IC | RE | 1 | 8 | 1954 | DFO | 1 | 2012
City of Farmington - (NM) | Animas | NM | ST | RE | 9 | 9 | 1958 | NG | 11 | 2012
City of Farmington - (NM) | Animas | NM | ST | RE | 16.5 | 4 | 1960 | NG | 11 | 2012
Florida Keys El Coop Assn, Inc | Marathon Generating Plant | FL | IC | RE | 3 | 1 | 1959 | DFO | 1 | 2007
Florida Power & Light Co | Cape Canaveral | FL | ST | RE | 402 | 4 | 1965 | RFO | 6 | 2010
Florida Power & Light Co | Cape Canaveral | FL | ST | RE | 402 | 5 | 1969 | RFO | 6 | 2010
Florida Power & Light Co | Cutler | FL | ST | RE | 74.5 | 11 | 1954 | NG | 11 | 2012
Florida Power & Light Co | Cutler | FL | ST | RE | 162 | 7 | 1955 | NG | 11 | 2012
Florida Power & Light Co | Port Everglades | FL | ST | RE | 248 | 6 | 1960 | RFO | 11 | 2012
Florida Power & Light Co | Port Everglades | FL | ST | RE | 248 | 4 | 1961 | RFO | 11 | 2012
Florida Power & Light Co | Riviera | FL | ST | RE | 310.4 | 6 | 1962 | RFO | 2 | 2011
Florida Power & Light Co | Riviera | FL | ST | RE | 310.4 | 3 | 1963 | RFO | 2 | 2011
Florida Power & Light Co | Sanford | FL | ST | RE | 156.2 | 5 | 1959 | RFO | 11 | 2012
Florida Power & Light Co | Martin | FL | CC | IP | 448 |  |  | NG
Florida Power & Light Co | Martin | FL | CA | IP | 429 |  |  | NG
Florida Power & Light Co | Martin | FL | CC | IP | 448 |  |  | NG
Florida Power & Light Co | Martin | FL | CA | IP | 429 |  |  | NG
Florida Power & Light Co | Unsited | FL | CC | IP | 448 |  |  | NG
Florida Power & Light Co | Unsited | FL | CC | IP | 448 |  |  | NG
Florida Power & Light Co | Midway | FL | CC | IP | 429 |  |  | NG
Florida Power & Light Co | Midway | FL | CC | IP | 429 |  |  | NG
Florida Power & Light Co | Midway | FL | CC | IP | 429 |  |  | NG
Duke Energy Florida, Inc | P L Bartow | FL | ST | RE | 127.5 | 9 | 1958 | RFO | 6 | 2009
Duke Energy Florida, Inc | P L Bartow | FL | ST | RE | 127.5 | 8 | 1961 | RFO | 6 | 2009
Duke Energy Florida, Inc | P L Bartow | FL | ST | RE | 239.3 | 7 | 1963 | RFO | 6 | 2009
Duke Energy Florida, Inc | Hines Energy Complex | FL | CC | IP | 517 |  |  | NG
Duke Energy Florida, Inc | Hines Energy Complex | FL | CC | IP | 517 |  |  | NG
FirstEnergy Generation Corp | FirstEnergy Ashtabula | OH | ST | RE | 46 | 12 | 1972 | BIT | 12 | 2002
FirstEnergy Generation Corp | FirstEnergy Ashtabula | OH | ST | RE | 46 | 12 | 1972 | BIT | 12 | 2002
FirstEnergy Generation Corp | FirstEnergy Ashtabula | OH | ST | RE | 46 | 12 | 1953 | BIT | 12 | 2002
FirstEnergy Generation Corp | FirstEnergy Ashtabula | OH | ST | RE | 46 | 7 | 1953 | BIT | 12 | 2002
FirstEnergy Generation Corp | FirstEnergy Eastlake | OH | ST | RE | 208 | 3 | 1956 | SUB | 9 | 2012
FirstEnergy Generation Corp | FirstEnergy Eastlake | OH | ST | RE | 680 | 9 | 1972 | BIT | 9 | 2012
FirstEnergy Generation Corp | FirstEnergy Edgewater | OH | ST | RE | 113.6 | 6 | 1957 | NG | 10 | 2002
FirstEnergy Generation Corp | FirstEnergy Edgewater | OH | GT | RE | 28.8 | 5 | 1973 | DFO | 8 | 2010
FirstEnergy Generation Corp | FirstEnergy Edgewater | OH | GT | RE | 28.8 | 5 | 1973 | DFO | 8 | 2010
FirstEnergy Generation Corp | FirstEnergy R E Burger | OH | ST | RE | 62.5 | 1 | 1944 | BIT | 12 | 1995
FirstEnergy Generation Corp | FirstEnergy R E Burger | OH | ST | RE | 62.5 | 1 | 1947 | BIT | 12 | 1995
FirstEnergy Generation Corp | FirstEnergy R E Burger | OH | ST | RE | 103.4 | 3 | 1950 | BIT | 9 | 2012
FirstEnergy Generation Corp | FirstEnergy R E Burger | OH | ST | RE | 156.2 | 3 | 1955 | BIT | 12 | 2010
FirstEnergy Generation Corp | FirstEnergy R E Burger | OH | ST | RE | 156.2 | 6 | 1955 | BIT | 12 | 2010
FirstEnergy Generation Corp | FirstEnergy Toronto | OH | ST | RE | 35 | 10 | 1940 | BIT | 12 | 2003
FirstEnergy Generation Corp | FirstEnergy Toronto | OH | ST | RE | 69 | 10 | 1949 | BIT | 12 | 2003
FirstEnergy Generation Corp | FirstEnergy Toronto | OH | ST | RE | 69 | 11 | 1949 | BIT | 12 | 2003
FirstEnergy Generation Corp | FirstEnergy Acme | OH | ST | RE | 72 | 6 | 1951 | BIT | 12 | 1994
FirstEnergy Generation Corp | FirstEnergy Bay Shore | OH | ST | RE | 140.6 | 2 | 1959 | SUB | 9 | 2012
FirstEnergy Generation Corp | FirstEnergy Bay Shore | OH | ST | RE | 140.6 | 5 | 1963 | SUB | 9 | 2012
FirstEnergy Generation Corp | FirstEnergy Bay Shore | OH | ST | RE | 217.6 | 6 | 1968 | SUB | 9 | 2012
Exxon Mobil Production Co | ExxonMobil Garden City Gas Plant | LA | ST | RE | 0.6 | 11 | 1997 | NG | 11 | 2002
Exxon Mobil Production Co | ExxonMobil Garden City Gas Plant | LA | ST | RE | 0.6 | 1 | 1964 | NG | 11 | 2002
Exxon Mobil Production Co | ExxonMobil Garden City Gas Plant | LA | ST | RE | 0.6 | 1 | 1964 | NG | 11 | 2002
Exxon Mobil Production Co | ExxonMobil Garden City Gas Plant | LA | GT | RE | 0.8 | 6 | 1968 | NG | 11 | 2002
Exxon Mobil Production Co | ExxonMobil Garden City Gas Plant | LA | IC | RE | 0.1 | 6 | 1968 | NG | 11 | 2002
Exxon Mobil Production Co | ExxonMobil Hawkins Gas Plant | TX | IC | RE | 3 | 1 | 1973 | NG | 6 | 2007
Exxon Mobil Production Co | ExxonMobil Hawkins Gas Plant | TX | IC | RE | 3.4 | 9 | 1987 | NG | 6 | 2007
Exxon Mobil Production Co | ExxonMobil Hawkins Gas Plant | TX | IC | RE | 2.5 | 9 | 1987 | NG | 6 | 2007
Exxon Mobil Production Co | ExxonMobil Hawkins Gas Plant | TX | IC | RE | 0.1 | 1 | 1955 | NG | 6 | 2007
Exxon Mobil Production Co | ExxonMobil Hawkins Gas Plant | TX | IC | RE | 0.5 | 1 | 1968 | NG | 6 | 2007
Exxon Mobil Production Co | ExxonMobil Hawkins Gas Plant | TX | IC | RE | 0.5 | 1 | 1968 | NG | 6 | 2007
Exxon Mobil Production Co | ExxonMobil Hawkins Gas Plant | TX | IC | RE | 0.5 | 1 | 1968 | NG | 6 | 2007
Ford Motor Co | Ford Motor Co Rawsonville Plant | MI | GT | RE | 4.5 | 12 | 1985 | NG | 2 | 2012
Formosa Plastics Corp | Formosa Plastics | LA | GT | RE | 38.2 | 3 | 1985 | NG | 1 | 2010
Fort Pierce Utilities Authority | Henry D King | FL | CA | RE | 8.3 | 1 | 1953 | NG | 5 | 2008
Fort Pierce Utilities Authority | Henry D King | FL | ST | RE | 16.5 | 12 | 1958 | NG | 5 | 2008
Fort Pierce Utilities Authority | Henry D King | FL | ST | RE | 33 | 1 | 1964 | NG | 5 | 2008
Fort Pierce Utilities Authority | Henry D King | FL | ST | RE | 56.1 | 5 | 1976 | NG | 5 | 2008
Fort Pierce Utilities Authority | Henry D King | FL | CT | RE | 22.5 | 5 | 1990 | NG | 5 | 2008
Fort Pierce Utilities Authority | Henry D King | FL | IC | RE | 2.7 | 4 | 1970 | DFO | 5 | 2008
Fort Pierce Utilities Authority | Henry D King | FL | IC | RE | 2.7 | 4 | 1970 | DFO | 5 | 2008
Village of Freeport | Plant No 2 | NY | IC | RE | 9.6 | 3 | 1969 | DFO | 2 | 2004
Village of Freeport | Plant No 2 | NY | IC | RE | 9.6 | 4 | 1969 | DFO | 2 | 2004
Ft Worth City of | Village Creek Wastewater Treatment Plant | TX | IC | RE | 1.1 | 9 | 1978 | OBG | 10 | 2003
Gainesville Regional Utilities | John R Kelly | FL | ST | RE | 18.7 | 3 | 1958 | NG | 1 | 2001
Gainesville Regional Utilities | South West Landfill | FL | IC | RE | 0.8 | 11 | 2003 | LFG | 10 | 2008
Gainesville Regional Utilities | South West Landfill | FL | IC | RE | 0.8 | 11 | 2003 | LFG | 10 | 2008
Gainesville Regional Utilities | South West Landfill | FL | IC | RE | 0.8 | 11 | 2003 | LFG | 10 | 2008
Galena Electric Utility | Galena Electric Utility | AK | IC | RE | 0.8 | 1 | 1990 | DFO | 1 | 2009
Galena Electric Utility | Galena Electric Utility | AK | IC | RE | 0.8 | 1 | 1990 | DFO | 3 | 2003
Galena Electric Utility | Galena Electric Utility | AK | IC | RE | 0.8 | 1 | 1990 | DFO | 6 | 2008
Galena Electric Utility | Galena Electric Utility | AK | IC | RE | 0.4 | 8 | 1997 | DFO | 10 | 2008
City of Gallatin - (MO) | Gallatin #2 | MO | IC | RE | 1.8 | 7 | 2001 | DFO | 8 | 2003
City of Gallatin - (MO) | Gallatin #2 | MO | IC | RE | 1.8 | 7 | 2001 | DFO | 9 | 2003
City of Garland - (TX) | C E Newman | TX | ST | RE | 7.5 | 2 | 1957 | NG | 5 | 2005
City of Garland - (TX) | C E Newman | TX | ST | RE | 7.5 | 4 | 1957 | NG | 5 | 2005
City of Garland - (TX) | C E Newman | TX | ST | RE | 18.7 | 5 | 1960 | NG | 5 | 2005
City of Garland - (TX) | C E Newman | TX | ST | RE | 18.7 | 6 | 1961 | NG | 5 | 2005
City of Garland - (TX) | C E Newman | TX | ST | RE | 44 | 8 | 1963 | NG | 2 | 2011
City of Garland - (TX) | Spencer | TX | ST | RE | 12.6 | 6 | 1955 | NG | 12 | 2005
City of Garland - (TX) | Spencer | TX | ST | RE | 12.6 | 7 | 1955 | NG | 12 | 2005
City of Garland - (TX) | Spencer | TX | ST | RE | 22 | 5 | 1962 | NG | 5 | 2005
Gas Recovery Services-IL Inc | Rockford Electric | IL | IC | RE | 1 | 1 | 1996 | LFG | 7 | 2009
Gas Recovery Services-IL Inc | Rockford Electric | IL | IC | RE | 1 | 1 | 1996 | LFG | 7 | 2009
Gas Recovery Services-IL Inc | Mallard Lake Electric | IL | CT | RE | 5 | 10 | 1997 | LFG | 10 | 2009
Gas Recovery Services-IL Inc | Quad Cities | IL | IC | RE | 1 | 9 | 1998 | LFG | 9 | 2008
Gas Recovery Services-IL Inc | Quad Cities | IL | IC | RE | 1 | 6 | 2002 | LFG | 9 | 2008
Gas Recovery Services-IL Inc | South Barrington Electric | IL | IC | RE | 0.8 | 6 | 1997 | LFG | 1 | 2012
Gas Recovery Services-IL Inc | South Barrington Electric | IL | IC | RE | 0.8 | 6 | 1997 | LFG | 1 | 2012
Gay & Robinson Inc | Gay Robinson | HI | IC | RE | 0.4 | 11 | 1972 | DFO | 8 | 2009
Gay & Robinson Inc | Gay Robinson | HI | IC | RE | 0.4 | 11 | 1972 | DFO | 8 | 2009
City of Geneva- (IL) | Geneva Generation Facility | IL | IC | RE | 2 | 12 | 2005 | DFO | 11 | 2011
Georgia Power Co | Arkwright | GA | ST | RE | 40.2 | 12 | 1943 | BIT | 12 | 2002
Georgia Power Co | Arkwright | GA | ST | RE | 49 | 11 | 1948 | BIT | 7 | 2002
Georgia Power Co | Arkwright | GA | GT | RE | 16.3 | 8 | 1969 | DFO | 12 | 2002
Georgia Power Co | Arkwright | GA | GT | RE | 16.3 | 9 | 1969 | DFO | 12 | 2002
Georgia Power Co | Arkwright | GA | ST | RE | 46 | 6 | 1941 | NG | 12 | 2002
Georgia Power Co | Arkwright | GA | ST | RE | 46 | 5 | 1942 | NG | 12 | 2002
Georgia Power Co | Atkinson | GA | ST | RE | 63 | 10 | 1945 | NG | 7 | 2002
Georgia Power Co | Atkinson | GA | ST | RE | 75 | 10 | 1945 | NG | 7 | 2002
Georgia Power Co | Atkinson | GA | GT | RE | 41.8 | 7 | 1970 | DFO | 12 | 2003
Georgia Power Co | Atkinson | GA | GT | RE | 41.8 | 7 | 1970 | DFO | 12 | 2003
Georgia Power Co | Atkinson | GA | ST | RE | 60 | 9 | 1941 | NG | 7 | 2002
Georgia Power Co | Barnett Shoals | GA | HY | RE | 0.7 | 12 | 1910 | WAT | 5 | 2010 | 99.4167 |  | 0.7 | 69.5917
Georgia Power Co | Barnett Shoals | GA | HY | RE | 0.7 | 12 | 1910 | WAT | 5 | 2010 | 99.4167 |  | 0.7 | 69.5917
Georgia Power Co | Barnett Shoals | GA | HY | RE | 0.7 | 12 | 1910 | WAT | 5 | 2010 | 99.4167 |  | 0.7 | 69.5917
Georgia Power Co | Barnett Shoals | GA | HY | RE | 0.7 | 12 | 1910 | WAT | 5 | 2010 | 99.4167 |  | 0.7 | 69.5917
Georgia Power Co | Goat Rock | AL | HY | RE | 3 | 12 | 1912 | WAT | 9 | 2001 | 88.75 |  | 3 | 266.25
Georgia Power Co | Goat Rock | AL | HY | RE | 3 | 12 | 1912 | WAT | 9 | 2001 | 88.75 |  | 3 | 266.25
Georgia Power Co | Jack McDonough | GA | ST | RE | 299.2 | 8 | 1963 | BIT | 2 | 2012
Georgia Power Co | Jack McDonough | GA | ST | RE | 299.2 | 6 | 1964 | BIT | 9 | 2011
Georgia Power Co | Mitchell | GA | ST | RE | 27.5 | 11 | 1948 | BIT | 7 | 2002
Georgia Power Co | Mitchell | GA | ST | RE | 27.5 | 11 | 1948 | BIT | 12 | 2002
Georgia Power Co | Mitchell | GA | GT | RE | 41.8 | 5 | 1971 | DFO | 3 | 2012
Georgia Power Co | Riverside | GA | ST | RE | 15 | 3 | 1926 | NG | 9 | 2004
Georgia Power Co | Riverside | GA | ST | RE | 7.5 | 4 | 1936 | NG | 9 | 2004
Georgia Power Co | Riverside | GA | ST | RE | 24.7 | 5 | 1949 | NG | 5 | 2005
Georgia Power Co | Riverside | GA | ST | RE | 21.2 | 7 | 1954 | NG | 5 | 2005
Georgia Power Co | Riverside | GA | ST | RE | 37.5 | 6 | 1956 | NG | 2 | 2005
Georgia Power Co | GPC3 | GA | CC | IP | 660 |  |  | NG
Georgia Power Co | GPC4 | GA | GT | IP | 570 |  |  | NG
Georgia Power Co | GPC5 | GA | GT | IP | 930 |  |  | NG
Georgia Power Co | GPC6 | GA | CC | IP | 570 |  |  | NG
The Gillette Company | Gillette SBMC | MA | ST | IP | 7.1 |  |  | NG
City of Glendale | Grayson | CA | GT | RE | 22 | 4 | 1972 | NG | 3 | 2004
City of Glendale | Grayson | CA | GT | RE | 31 | 2 | 1974 | NG | 11 | 2002
Golden Valley Elec Assn Inc | Healy Clean Coal Plant | AK | ST | IP | 50 |  |  | SUB
Granger Electric Co | Granger Electric Generating Station #2 | MI | IC | RE | 0.8 | 4 | 1991 | LFG | 3 | 2006
City of Grand Junction - (IA) | Grand Junction | IA | IC | RE | 0.5 | 7 | 1952 | DFO | 12 | 1994
City of Grand Marais - (MN) | Grand Marais | MN | IC | RE | 0.6 | 4 | 1956 | DFO | 12 | 2003
City of Grand Marais - (MN) | Grand Marais | MN | IC | RE | 0.1 | 10 | 1940 | DFO | 12 | 2003
City of Grand Marais - (MN) | Grand Marais | MN | IC | RE | 1.1 | 7 | 1962 | DFO | 12 | 2003
City of Grand Marais - (MN) | Grand Marais | MN | IC | RE | 1.2 | 12 | 1969 | DFO | 12 | 2003
Green Mountain Power Corp | Essex Junction 19 | VT | IC | RE | 1 | 10 | 1947 | DFO | 5 | 2007
Green Mountain Power Corp | Essex Junction 19 | VT | IC | RE | 1 | 10 | 1947 | DFO | 5 | 2007
Green Mountain Power Corp | Essex Junction 19 | VT | IC | RE | 1 | 10 | 1947 | DFO | 5 | 2007
Green Mountain Power Corp | Essex Junction 19 | VT | IC | RE | 1 | 10 | 1947 | DFO | 5 | 2007
Gulf Power Co | Crist | FL | ST | RE | 28.1 | 1 | 1945 | NG | 3 | 2003
Gulf Power Co | Crist | FL | ST | RE | 28.1 | 6 | 1949 | NG | 5 | 2006
Gulf Power Co | Crist | FL | ST | RE | 37.5 | 9 | 1952 | NG | 5 | 2006
Gwitchyaa Zhee Utility Co | Gwitchyaa Zhee | AK | IC | RE | 0.5 | 12 | 2000 | DFO | 11 | 2009
GWF Power Systems, L.P. | East Third Street Power Plant | CA | ST | RE | 20.5 | 12 | 1990 | PC | 3 | 2012
GWF Power Systems, L.P. | Loveridge Road Power Plant | CA | ST | RE | 20.5 | 12 | 1989 | PC | 3 | 2012
GWF Power Systems, L.P. | Wilbur West Power Plant | CA | ST | RE | 20.5 | 8 | 1990 | PC | 3 | 2012
GWF Power Systems, L.P. | Wilbur East Power Plant | CA | ST | RE | 20.5 | 10 | 1989 | PC | 3 | 2012
GWF Power Systems, L.P. | Nichols Road Power Plant | CA | ST | RE | 20.5 | 3 | 1990 | PC | 3 | 2012
City of Halstad - (MN) | Halstad | MN | IC | RE | 0.6 | 1 | 1955 | DFO | 4 | 2005
City of Halstad - (MN) | Halstad | MN | IC | RE | 0.3 | 1 | 1940 | DFO | 4 | 2005
City of Halstad - (MN) | Halstad | MN | IC | RE | 0.2 | 1 | 1947 | DFO | 4 | 2005
City of Hamilton - (OH) | Hamilton | OH | GT | RE | 11.2 | 7 | 1964 | NG | 8 | 2011
Hanford L.P. | Hanford | CA | ST | RE | 27 | 9 | 1990 | PC | 3 | 2012
Harrisburg Authority | Harrisburg Facility | PA | ST | RE | 8.2 | 10 | 1986 | MSW | 4 | 2003
City of Hart Hydro - (MI) | Hart | MI | IC | RE | 0.6 | 1 | 1938 | DFO | 12 | 1997
Hawaiian Commercial and Sugar Company | Hawaiian Comm & Sugar Puunene Mill | HI | ST | RE | 4 | 9 | 1960 | AB | 9 | 2002
Hawaiian Commercial and Sugar Company | Hawaiian Comm & Sugar Puunene Mill | HI | ST | RE | 12 | 9 | 1992 | AB | 9 | 2002
Hawaii Electric Light Co Inc | Waimea | HI | IC | RE | 1 | 10 | 1954 | DFO | 1 | 2001
Hawaii Electric Light Co Inc | Waimea | HI | IC | RE | 1 | 10 | 1954 | DFO | 1 | 2001
Hawaii Electric Light Co Inc | Waimea | HI | IC | RE | 1 | 10 | 1954 | DFO | 1 | 2001
Hawaii Electric Light Co Inc | Puueo | HI | HY | RE | 1.5 | 9 | 1941 | WAT | 12 | 2002 | 61.25 |  | 1.5 | 91.875
Hawaii Electric Light Co Inc | Shipman | HI | ST | RE | 3.5 | 12 | 1943 | RFO | 1 | 2001
Hawaii Electric Light Co Inc | Lalamilo Windfarm | HI | WT | RE | 1.6 | 7 | 1985 | WND | 12 | 2010
Hawaii Electric Light Co Inc | Lalamilo Windfarm | HI | WT | RE | 0.6 | 7 | 1985 | WND | 12 | 2010
Hawaii Electric Light Co Inc | Keahole | HI | IC | RE | 2.5 | 10 | 1974 | DFO | 2 | 2004
Hawaii Electric Light Co Inc | Keahole | HI | IC | RE | 2.5 | 10 | 1974 | DFO | 2 | 2004
Hawaii Electric Light Co Inc | Keahole | HI | IC | RE | 2.5 | 11 | 1984 | DFO | 5 | 2004
Heber Light & Power Company | Heber City | UT | IC | RE | 0.6 | 12 | 1987 | NG | 7 | 2003
Heber Light & Power Company | Heber City | UT | IC | RE | 0.6 | 12 | 1987 | NG | 6 | 2003
Heber Light & Power Company | Heber City | UT | IC | RE | 0.6 | 12 | 1987 | NG | 7 | 2012
Heber Light & Power Company | Heber City | UT | IC | RE | 0.6 | 12 | 1987 | NG | 6 | 2003
Heber Light & Power Company | Heber City | UT | IC | RE | 1.5 | 4 | 1996 | DFO | 8 | 2005
Heber Light & Power Company | Heber City | UT | IC | RE | 1.6 | 12 | 1991 | DFO | 8 | 2005
City of Herington - (KS) | Herington | KS | IC | RE | 0.1 | 10 | 1947 | DFO | 1 | 2001
Aventis Pharmaceuticals Inc | Aventis Pharmaceuticals | NJ | GT | RE | 3.7 | 9 | 1993 | NG | 11 | 2002
Hoffman LaRoche Inc | Hoffmann LaRoche | NJ | GT | RE | 4 | 1 | 1987 | NG | 12 | 2003
Hoffman LaRoche Inc | Hoffmann LaRoche | NJ | GT | RE | 4 | 1 | 1987 | NG | 12 | 2003
Hoffman LaRoche Inc | Hoffmann LaRoche | NJ | GT | RE | 4 | 1 | 1987 | NG | 12 | 2003
Town of Holly - (CO) | Holly | CO | IC | RE | 0.2 | 88 | 1950 | NG | 12 | 2002
Town of Holly - (CO) | Holly | CO | IC | RE | 0.2 | 88 | 1950 | NG | 12 | 2002
Town of Holly - (CO) | Holly | CO | IC | RE | 2.2 | 9 | 2002 | DFO | 10 | 2006
City of Holyoke Gas and Electric Dept. | Hadley Falls | MA | HY | IP | 3.5 |  |  | WAT
City of Holyoke Gas and Electric Dept. | Riverside | MA | HY | IP | 1.1 |  |  | WAT
City of Holyoke Gas and Electric Dept. | Cabot Holyoke | MA | ST | RE | 6 | 88 | 1941 | NG | 12 | 2009
City of Holyoke Gas and Electric Dept. | Harris Energy Realty | MA | HY | RE | 0.3 | 1 | 1982 | WAT | 11 | 2012 | 30.8333 |  | 0.3 | 9.25
City of Holyoke Gas and Electric Dept. | Harris Energy Realty | MA | HY | RE | 0.3 | 1 | 1982 | WAT | 11 | 2012 | 30.8333 |  | 0.3 | 9.25
City of Holyoke Gas and Electric Dept. | Harris Energy Realty | MA | HY | RE | 0.5 | 1 | 1982 | WAT | 11 | 2012 | 30.8333 |  | 0.5 | 15.4167
City of Homestead - (FL) | G W Ivey | FL | IC | IP | 0.4 |  |  | NG
City of Hopkinton | Hopkinton | IA | IC | RE | 1.7 | 6 | 1994 | DFO | 5 | 2011
City of Hopkinton | Hopkinton | IA | IC | RE | 1.2 | 9 | 1983 | DFO | 4 | 2011
Terrebonne Parish Consol Gov't | Houma | LA | IC | RE | 4.5 | 8 | 1958 | NG | 12 | 2010
Terrebonne Parish Consol Gov't | Houma | LA | IC | RE | 4.5 | 0 | 1958 | NG | 12 | 2010
Terrebonne Parish Consol Gov't | Houma | LA | IC | RE | 4.5 | 8 | 1958 | NG | 12 | 2010
Terrebonne Parish Consol Gov't | Houma | LA | IC | RE | 1.4 | 8 | 1948 | NG | 12 | 2010
Terrebonne Parish Consol Gov't | Houma | LA | IC | RE | 1.4 | 8 | 1948 | NG | 12 | 2010
Terrebonne Parish Consol Gov't | Houma | LA | IC | RE | 1.4 | 8 | 1948 | NG | 12 | 2010
Terrebonne Parish Consol Gov't | Houma | LA | IC | RE | 2.7 | 0 | 1953 | NG | 12 | 2010
Town of Hudson | Cherry Street | MA | IC | RE | 3 | 4 | 1960 | DFO | 12 | 2003
City of Hugoton - (KS) | Hugoton 1 | KS | IC | RE | 0.8 | 1 | 1949 | DFO | 9 | 2004
City of Hugoton - (KS) | Hugoton 1 | KS | IC | RE | 1.4 | 1 | 1959 | DFO | 1 | 2011
Hutchinson Utilities Comm | Hutchinson Plant #1 | MN | IC | RE | 2.1 | 1 | 1941 | DFO | 2 | 2011
Hutchinson Utilities Comm | Hutchinson Plant #1 | MN | IC | RE | 2.1 | 1 | 1947 | DFO | 2 | 2011
Hutchinson Utilities Comm | Hutchinson Plant #1 | MN | IC | RE | 5 | 1 | 1964 | NG | 2 | 2011
Hutchinson Utilities Comm | Hutchinson Plant #2 | MN | GT | RE | 25 | 3 | 1977 | NG | 1 | 1999
I-N-N Electric Coop, Inc | Newhalen | AK | IC | RE | 0.3 | 1 | 1983 | DFO | 9 | 2012
I-N-N Electric Coop, Inc | Newhalen | AK | IC | RE | 0.3 | 1 | 1983 | DFO | 9 | 2012
I-N-N Electric Coop, Inc | Newhalen | AK | IC | RE | 0.3 | 1 | 1983 | DFO | 9 | 2012
I-N-N Electric Coop, Inc | Newhalen | AK | IC | RE | 0.6 | 1 | 1989 | DFO | 9 | 2012
Idaho Power Co | Bennett Mountain | ID | GT | IP | 170 |  |  | NG
Idaho Power Co | Bennett Mountain | ID | GT | IP | 50 |  |  | NG
Illinois Electricial Gen Partn | Devonshire Power Partners LLC | IL | IC | RE | 1.1 | 12 | 1997 | LFG | 12 | 2008
Illinois Electricial Gen Partn | Devonshire Power Partners LLC | IL | IC | RE | 1.1 | 12 | 1997 | LFG | 12 | 2008
Illinois Electricial Gen Partn | Devonshire Power Partners LLC | IL | IC | RE | 1.1 | 12 | 1997 | LFG | 9 | 2009
Illinois Electricial Gen Partn | Devonshire Power Partners LLC | IL | IC | RE | 1.1 | 12 | 1997 | LFG | 9 | 2009
Illinois Electricial Gen Partn | Devonshire Power Partners LLC | IL | IC | RE | 1.1 | 12 | 1997 | LFG | 9 | 2009
Illinois Electricial Gen Partn | Brickyard Energy Partners LLC | IL | IC | IP | 1.1 |  |  | LFG
Illinois Electricial Gen Partn | Riveside Resource Recovery LLC | IL | IC | RE | 1.1 | 2 | 1997 | LFG | 12 | 2012
Illinois Electricial Gen Partn | Avon Energy Partners LLC | IL | IC | RE | 1.1 | 2 | 1997 | LFG | 7 | 2008
Illinois Electricial Gen Partn | Avon Energy Partners LLC | IL | IC | RE | 1.1 | 2 | 1997 | LFG | 8 | 2008
Illinois Electricial Gen Partn | Avon Energy Partners LLC | IL | IC | RE | 1.1 | 2 | 1997 | LFG | 2 | 2003
Illinois Electricial Gen Partn | Countyside Genco LLC | IL | IC | RE | 1.4 | 1 | 2000 | LFG | 1 | 2012
Illinois Electricial Gen Partn | Countyside Genco LLC | IL | IC | RE | 1.4 | 1 | 2000 | LFG | 1 | 2012
Illinois Electricial Gen Partn | Countyside Genco LLC | IL | IC | RE | 1.4 | 1 | 2000 | LFG | 1 | 2012
Illinois Electricial Gen Partn | Countyside Genco LLC | IL | IC | RE | 1.4 | 1 | 2000 | LFG | 1 | 2012
Illinois Electricial Gen Partn | Countyside Genco LLC | IL | IC | RE | 1.4 | 1 | 2000 | LFG | 1 | 2012
Illinois Electricial Gen Partn | Countyside Genco LLC | IL | IC | RE | 1.4 | 1 | 2000 | LFG | 1 | 2012
Illinois Electricial Gen Partn | Morris Genco LLC | IL | IC | RE | 1.4 | 2 | 2001 | LFG | 9 | 2011
Illinois Electricial Gen Partn | Morris Genco LLC | IL | IC | RE | 1.4 | 2 | 2001 | LFG | 9 | 2011
Illinois Electricial Gen Partn | Morris Genco LLC | IL | IC | RE | 1.4 | 2 | 2001 | LFG | 9 | 2011
Imperial Irrigation District | Brawley | CA | GT | RE | 11.5 | 7 | 1962 | DFO | 12 | 2009
Imperial Irrigation District | Brawley | CA | GT | RE | 11.5 | 8 | 1962 | DFO | 12 | 2009
Imperial Irrigation District | El Centro | CA | ST | RE | 50 | 11 | 1957 | NG | 9 | 2010
City of Independence - (IA) | Independence | IA | IC | RE | 1 | 8 | 1949 | DFO | 4 | 2007
Indianola Municipal Utilities | Indianola | IA | IC | RE | 1.1 | 1 | 1953 | DFO | 2 | 2006
Interstate Power and Light Co | Dubuque | IA | ST | RE | 15 | 1 | 1929 | SUB | 11 | 2010
Interstate Power and Light Co | Lansing | IA | ST | RE | 15 | 1 | 1948 | SUB | 2 | 2006
Interstate Power and Light Co | Lansing | IA | ST | RE | 11.5 | 1 | 1949 | SUB | 11 | 2010
Interstate Power and Light Co | Milton L Kapp | IA | ST | RE | 18.8 | 1 | 1947 | NG | 11 | 2010
Interstate Power and Light Co | Ames Diesel Generating Station | IA | IC | RE | 1 | 1 | 1960 | DFO | 7 | 2008
Interstate Power and Light Co | Ames Diesel Generating Station | IA | IC | RE | 1 | 1 | 1960 | DFO | 7 | 2008
Interstate Power and Light Co | Sixth Street | IA | ST | RE | 10 | 5 | 1921 | BIT | 11 | 2010
Interstate Power and Light Co | Sixth Street | IA | ST | RE | 6 | 11 | 1930 | SUB | 11 | 2010
Interstate Power and Light Co | Sixth Street | IA | ST | RE | 15 | 6 | 1942 | SUB | 11 | 2010
Interstate Power and Light Co | Sixth Street | IA | ST | RE | 10 | 1 | 1925 | BIT | 11 | 2010
Interstate Power and Light Co | Sixth Street | IA | ST | RE | 15 | 3 | 1945 | SUB | 11 | 2010
Interstate Power and Light Co | Sixth Street | IA | ST | RE | 28.7 | 10 | 1950 | SUB | 11 | 2010
Interstate Power and Light Co | Prairie Creek | IA | ST | RE | 23 | 5 | 1951 | SUB | 11 | 2010
Interstate Power and Light Co | Sutherland | IA | ST | RE | 37.5 | 5 | 1955 | SUB | 11 | 2010
Interstate Power and Light Co | Fox Lake | MN | ST | RE | 11.5 | 1 | 1951 | NG | 11 | 2010
Interstate Power and Light Co | Fox Lake | MN | GT | RE | 28.8 | 5 | 1974 | DFO | 11 | 2010
Interstate Power and Light Co | Agency GT | IA | GT | RE | 19.7 | 1 | 1992 | NG | 11 | 2010
Interstate Power and Light Co | Agency GT | IA | GT | RE | 19.7 | 1 | 1990 | NG | 11 | 2010
Interstate Power and Light Co | Agency GT | IA | GT | RE | 19.7 | 1 | 1990 | NG | 11 | 2010
Interstate Power and Light Co | Agency GT | IA | GT | RE | 19.7 | 1 | 1990 | NG | 11 | 2010
Interstate Power and Light Co | Montgomery | MN | GT | RE | 28.8 | 3 | 1974 | DFO | 12 | 2012
City of Iola - (KS) | Iola | KS | ST | RE | 3.5 | 88 | 1949 | NG | 10 | 2010
City of Iola - (KS) | Iola | KS | ST | RE | 5 | 88 | 1957 | NG | 10 | 2010
Iowa State University | Iowa State University | IA | ST | RE | 3 | 6 | 1949 | BIT | 6 | 2004
City of Jackson - (MO) | Jackson | MO | IC | RE | 1 | 6 | 1954 | DFO | 1 | 2006
City of Jackson - (MO) | Jackson | MO | IC | RE | 1 | 6 | 1954 | DFO | 1 | 2006
JEA | J D Kennedy | FL | GT | RE | 56.2 | 8 | 1973 | DFO | 4 | 2009
JEA | J D Kennedy | FL | GT | RE | 56.2 | 7 | 1973 | DFO | 4 | 2008
JEA | J D Kennedy | FL | GT | RE | 56.2 | 11 | 1973 | DFO | 4 | 2008
JEA | Southside Generating Station | FL | ST | RE | 75 | 11 | 1958 | RFO | 10 | 2001
JEA | Southside Generating Station | FL | ST | RE | 156.6 | 9 | 1964 | RFO | 10 | 2001
JEA | Greenland Energy Center | FL | CA | IP | 230 |  |  | NG
RockTenn-Jackson Fenandina | Fernandina Beach Mill | FL | ST | RE | 9.3 | 3 | 1963 | BIT | 12 | 2003
RockTenn-Jackson Fenandina | Jackson Mill | FL | ST | RE | 43.5 | 3 | 1983 | NG | 12 | 1998
City of Jetmore | Jetmore | KS | IC | RE | 0.2 | 1 | 1946 | DFO | 1 | 2010
City of Jetmore | Jetmore | KS | IC | RE | 0.8 | 1 | 1964 | DFO | 1 | 2010
John Deere Dubuque Works | John Deere Dubuque Works | IA | ST | RE | 3.5 | 6 | 1949 | BIT | 11 | 2010
John Deere Dubuque Works | John Deere Dubuque Works | IA | ST | RE | 3 | 11 | 1989 | BIT | 10 | 2009
John Deere Dubuque Works | John Deere Dubuque Works | IA | ST | RE | 7.5 | 2 | 1964 | BIT | 11 | 2010
City of Kansas City - (KS) | Nearman Creek | KS | ST | IP | 261 |  |  | SUB
City of Kansas City - (KS) | Nearman Creek | KS | GT | IP | 55 |  |  | NG
Kansas City Power & Light Co | Grand Avenue | MO | ST | RE | 43 | 11 | 1929 | NG | 12 | 2003
Kansas City Power & Light Co | Grand Avenue | MO | ST | RE | 40.2 | 2 | 1948 | NG | 12 | 2003
Kansas City Power & Light Co | Osawatomie | KS | GT | IP | 91.3 |  |  | NG
Kansas City Power & Light Co | Osawatomie | KS | GT | IP | 91.3 |  |  | NG
Kansas City Power & Light Co | Osawatomie | KS | GT | IP | 91.3 |  |  | NG
Kansas City Power & Light Co | Osawatomie | KS | GT | IP | 91.3 |  |  | NG
Kansas City Power & Light Co | Osawatomie | KS | GT | IP | 91.3 |  |  | NG
Kansas City Power & Light Co | Osawatomie | KS | GT | IP | 91.3 |  |  | NG
Kansas City Power & Light Co | Osawatomie | KS | GT | IP | 91.3 |  |  | NG
Kansas Gas & Electric Co | Neosho | KS | ST | RE | 69 | 11 | 1954 | NG | 6 | 2012
City of Kaukauna | New Badger | WI | HY | RE | 1.8 | 1 | 1928 | WAT | 5 | 2012 | 84.3333 |  | 1.8 | 151.8
City of Kaukauna | New Badger | WI | HY | RE | 1.8 | 1 | 1928 | WAT | 5 | 2012 | 84.3333 |  | 1.8 | 151.8
City of Kaukauna | Old Badger | WI | HY | RE | 1 | 1 | 1907 | WAT | 5 | 2012 | 105.3333 |  | 1 | 105.3333
City of Kaukauna | Old Badger | WI | HY | RE | 1 | 1 | 1907 | WAT | 5 | 2012 | 105.3333 |  | 1 | 105.3333
City of Kaukauna | Kimberly Mill | WI | HY | RE | 0.7 | 1 | 1926 | WAT | 10 | 2008 | 82.75 |  | 0.7 | 57.925
City of Kaukauna | Kimberly Mill | WI | HY | RE | 0.7 | 1 | 1927 | WAT | 10 | 2008 | 81.75 |  | 0.7 | 57.225
City of Kaukauna | Kimberly Mill | WI | HY | RE | 0.7 | 1 | 1927 | WAT | 10 | 2008 | 81.75 |  | 0.7 | 57.225
City of Kaukauna | Kimberly Mill | WI | ST | RE | 15.9 | 1 | 1980 | NG | 1 | 2009
City of Kaukauna | Kimberly Mill | WI | ST | RE | 19.3 | 1 | 1968 | NG | 1 | 2009
Kaweah Delta Hospital | Kaweah Delta District Hospital | CA | IC | RE | 0.5 | 8 | 1984 | NG | 11 | 2006
Kaweah Delta Hospital | Kaweah Delta District Hospital | CA | IC | RE | 0.5 | 8 | 1984 | NG | 12 | 2006
Kaweah Delta Hospital | Kaweah Delta District Hospital | CA | IC | RE | 0.7 | 10 | 2001 | NG | 5 | 2006
Kentucky Utilities Co | Green River | KY | ST | RE | 37.5 | 1 | 1950 | BIT | 12 | 2003
Kentucky Utilities Co | Green River | KY | ST | RE | 37.5 | 3 | 1950 | BIT | 12 | 2003
Kentucky Utilities Co | Pineville | KY | ST | RE | 37.5 | 7 | 1951 | BIT | 1 | 2002
Kentucky Utilities Co | Tyrone | KY | ST | RE | 31.2 | 10 | 1947 | DFO | 2 | 2007
Kentucky Utilities Co | Tyrone | KY | ST | RE | 31.2 | 6 | 1948 | DFO | 2 | 2007
Kimberly-Clark Corp | Everett Cogen | WA | ST | RE | 42 | 1 | 1996 | WDS | 10 | 2011
City of Kingman - (KS) | Kingman Municipal Power and Light Plant | KS | IC | RE | 1.4 | 9 | 1955 | NG | 6 | 2008
City of Kingman - (KS) | Kingman Municipal Power and Light Plant | KS | IC | RE | 1 | 5 | 1953 | NG | 6 | 2008
KIAC Partners | Kennedy International Airport Cogen | NY | GT | IP | 50 |  |  | NG
Kissimmee Utility Authority | Hansel | FL | IC | RE | 2 | 2 | 1972 | NG | 10 | 2005
Kissimmee Utility Authority | Hansel | FL | IC | RE | 2 | 2 | 1972 | NG | 10 | 2005
Kissimmee Utility Authority | Hansel | FL | IC | RE | 2 | 2 | 1972 | NG | 10 | 2005
Kissimmee Utility Authority | Hansel | FL | IC | RE | 2 | 2 | 1972 | NG | 10 | 2005
Kissimmee Utility Authority | Hansel | FL | IC | RE | 2 | 2 | 1972 | NG | 10 | 2005
Kissimmee Utility Authority | Hansel | FL | IC | RE | 2.5 | 2 | 1983 | DFO | 10 | 2005
Kissimmee Utility Authority | Hansel | FL | IC | RE | 2.5 | 2 | 1983 | DFO | 10 | 2005
Kissimmee Utility Authority | Hansel | FL | CT | RE | 35 | 2 | 1983 | NG | 10 | 2012
Kissimmee Utility Authority | Hansel | FL | CA | RE | 10 | 11 | 1983 | NG | 10 | 2012
Kissimmee Utility Authority | Hansel | FL | CA | RE | 10 | 11 | 1983 | NG | 10 | 2012
Kissimmee Utility Authority | Hansel | FL | IC | RE | 3 | 2 | 1959 | NG | 10 | 2005
Klein Tools Inc | Klein Tools Chicago | IL | IC | RE | 1.5 | 12 | 1986 | DFO | 12 | 2012
Klein Tools Inc | Klein Tools Moran | KS | IC | RE | 1.5 | 12 | 1985 | DFO | 12 | 2003
Klein Tools Inc | Klein Tools Moran | KS | IC | RE | 1.5 | 2 | 1986 | DFO | 12 | 2003
PUD No 1 of Klickitat County | Roosevelt Biogas 1 | WA | IC | IP | 2.1 |  |  | LFG
KMS Crossroads Inc | KMS Crossroads | NJ | IC | RE | 1.1 | 1 | 1988 | NG | 12 | 2011
KMS Crossroads Inc | KMS Crossroads | NJ | IC | RE | 1.1 | 1 | 1988 | NG | 12 | 2011
KMS Crossroads Inc | KMS Crossroads | NJ | GT | RE | 7 | 6 | 1996 | NG | 12 | 2011
Kodiak Electric Assn Inc | Kodiak | AK | IC | RE | 5.2 | 88 | 1976 | DFO | 7 | 2003
Kodiak Electric Assn Inc | Kodiak | AK | IC | RE | 5.2 | 88 | 1976 | DFO | 4 | 2004
Kodiak Electric Assn Inc | Kodiak | AK | IC | RE | 2 | 2 | 1968 | DFO | 4 | 2004
Kodiak Electric Assn Inc | Kodiak | AK | IC | RE | 2 | 2 | 1968 | DFO | 4 | 2002
Kodiak Electric Assn Inc | Kodiak | AK | IC | RE | 2.6 | 88 | 1968 | DFO | 4 | 2002
Kodiak Electric Assn Inc | Kodiak | AK | IC | RE | 2 | 88 | 1968 | DFO | 4 | 2002
Kotzebue Electric Assn Inc | Kotzebue | AK | IC | RE | 1 | 7 | 1994 | DFO | 7 | 2012
Kotzebue Electric Assn Inc | Kotzebue | AK | IC | RE | 2.1 | 12 | 1983 | DFO | 10 | 2004
City of La Junta - (CO) | La Junta | CO | IC | RE | 0.6 | 88 | 1939 | DFO | 1 | 2003
City of La Junta - (CO) | La Junta | CO | IC | RE | 1.2 | 88 | 1950 | DFO | 1 | 2003
City of La Plata - (MO) | La Plata | MO | IC | RE | 0.9 | 88 | 1960 | DFO | 12 | 2002
City of La Plata - (MO) | La Plata | MO | IC | RE | 1 | 4 | 1990 | DFO | 2 | 2009
City of La Plata - (MO) | La Plata | MO | IC | RE | 1 | 4 | 1990 | DFO | 2 | 2009
City of La Plata - (MO) | La Plata | MO | IC | RE | 1 | 12 | 1998 | DFO | 3 | 2012
City of La Plata - (MO) | La Plata | MO | IC | RE | 1 | 12 | 1998 | DFO | 3 | 2012
City of La Crosse - (KS) | La Crosse | KS | IC | RE | 0.6 | 9 | 1950 | DFO | 12 | 1992
City of Lake Park - (IA) | Lake Park | IA | IC | RE | 0.7 | 88 | 1950 | DFO | 3 | 2002
City of Lake Park - (IA) | Lake Park | IA | IC | RE | 1 | 88 | 1958 | DFO | 3 | 2002
City of Lake Worth - (FL) | Tom G Smith | FL | ST | RE | 7.5 | 1 | 1961 | NG | 7 | 2000
City of Lake Worth - (FL) | Tom G Smith | FL | ST | RE | 7.5 | 11 | 1967 | NG | 8 | 1986
City of Lake Worth - (FL) | Tom G Smith | FL | ST | RE | 32.5 | 8 | 1971 | NG | 12 | 1990
City of Lakefield - (MN) | Lakefield Utilities | MN | IC | RE | 0.1 | 3 | 1936 | DFO | 12 | 2002
City of Lakefield - (MN) | Lakefield Utilities | MN | IC | RE | 0.3 | 3 | 1936 | DFO | 12 | 2002
City of Lakefield - (MN) | Lakefield Utilities | MN | IC | RE | 0.6 | 3 | 1939 | DFO | 12 | 2002
City of Lakefield - (MN) | Lakefield Utilities | MN | IC | RE | 1 | 2 | 1948 | DFO | 12 | 2002
City of Lakeland - (FL) | Larsen Memorial | FL | ST | RE | 25 | 12 | 1959 | NG | 1 | 2003
City of Lakeland - (FL) | C D McIntosh Jr | FL | ST | IP | 288 |  |  | PC
City of Lamar - (CO) | Lamar Plant | CO | ST | RE | 3 | 88 | 1939 | NG | 7 | 1989
City of Lamar - (CO) | Lamar Plant | CO | ST | RE | 5 | 88 | 1952 | NG | 7 | 1989
City of Larned - (KS) | Gas Turbine | KS | GT | RE | 1.3 | 88 | 1955 | NG | 12 | 2010
City of Larned - (KS) | Larned | KS | ST | RE | 1.5 | 88 | 1939 | NG | 12 | 2010
City of Larned - (KS) | Larned | KS | ST | RE | 3 | 88 | 1948 | NG | 12 | 2010
City of Larned - (KS) | Larned | KS | ST | RE | 8.3 | 12 | 1966 | NG | 12 | 2010
City of Lebanon - (OH) | Lebanon | OH | IC | RE | 1.2 | 1 | 1949 | DFO | 12 | 2008
City of Lebanon - (OH) | Lebanon | OH | IC | RE | 1.2 | 1 | 1950 | DFO | 12 | 2008
Little Co of Mary Hospital | Little Company of Mary Hospital | IL | GT | RE | 3.8 | 7 | 1989 | NG | 7 | 2012
Little Rock Wastewater Utility | Fourche Creek Wastewater | AR | IC | RE | 0.5 | 7 | 1983 | OBG | 2 | 2010
Little Rock Wastewater Utility | Fourche Creek Wastewater | AR | IC | RE | 0.5 | 7 | 1983 | OBG | 4 | 2008
Little Rock Wastewater Utility | Fourche Creek Wastewater | AR | IC | RE | 0.5 | 7 | 1983 | OBG | 1 | 2011
Live Oaks Company LLC | Live Oaks Power Plant | GA | CT | IP | 175 |  |  | NG
Live Oaks Company LLC | Live Oaks Power Plant | GA | CT | IP | 175 |  |  | NG
Live Oaks Company LLC | Live Oaks Power Plant | GA | CA | IP | 250 |  |  | NG
City of Logan - (UT) | Hydro III | UT | HY | RE | 0.7 | 1 | 1923 | WAT | 1 | 1970 | 47 |  | 0.7 | 32.9
City of Logan - (UT) | Hydro III | UT | IC | RE | 0.6 | 12 | 1927 | DFO | 12 | 2002
City of Logan - (UT) | Logan City | UT | IC | RE | 0.1 | 12 | 1927 | DFO | 12 | 2002
City of Logan - (UT) | Logan City | UT | IC | RE | 0.1 | 12 | 1927 | DFO | 12 | 2002
City of Logan - (UT) | Logan City | UT | IC | RE | 1.2 | 12 | 1935 | DFO | 12 | 2002
City of Logan - (UT) | Logan City | UT | IC | RE | 1 | 7 | 1990 | DFO | 12 | 2002
City of Logan - (UT) | Logan City | UT | IC | RE | 1 | 8 | 1990 | DFO | 12 | 2002
City of Logan - (UT) | Logan City | UT | IC | RE | 2.2 | 12 | 1947 | DFO | 12 | 2002
Longview Fibre Co | Longview Fibre | WA | ST | RE | 2.5 | 1 | 1936 | BLQ | 4 | 2007
Longview Fibre Co | Longview Fibre | WA | ST | RE | 3.5 | 1 | 1941 | BLQ | 4 | 2007
Longview Fibre Co | Longview Fibre | WA | ST | RE | 6 | 1 | 1950 | BLQ | 4 | 2007
Los Angeles Department of Water & Power | Harbor | CA | GT | RE | 23.5 | 7 | 1972 | NG | 10 | 2002
Los Angeles Department of Water & Power | Harbor | CA | GT | RE | 23.5 | 6 | 1972 | NG | 10 | 2002
Los Angeles Department of Water & Power | Haynes | CA | ST | RE | 230 | 7 | 1964 | NG | 9 | 2004
Los Angeles Department of Water & Power | Haynes | CA | ST | RE | 230 | 2 | 1965 | NG | 12 | 2003
Los Angeles Department of Water & Power | Valley | CA | ST | RE | 100 | 9 | 1954 | NG | 12 | 1992
Los Angeles Department of Water & Power | Valley | CA | ST | RE | 100 | 12 | 1954 | NG | 12 | 1992
Los Angeles Department of Water & Power | Valley | CA | ST | RE | 172.8 | 11 | 1955 | NG | 12 | 2003
Los Angeles Department of Water & Power | Valley | CA | ST | RE | 172.8 | 5 | 1956 | NG | 12 | 2003
Los Angeles Department of Water & Power | LATTC South Campus Solar | CA | PV | IP | 1.1 |  |  | SUN
Los Angeles County Sanitation | Total Energy Facilities | CA | CT | RE | 9.9 | 1 | 1986 | OBG | 12 | 2002
Los Angeles County Sanitation | Total Energy Facilities | CA | CT | RE | 9.9 | 1 | 1986 | OBG | 10 | 2000
Los Angeles County Sanitation | Palos Verdes Gas to Energy | CA | ST | RE | 13 | 5 | 1988 | LFG | 10 | 2011
Louisiana Tech University | Louisiana Tech University Power Plant | LA | ST | RE | 2.5 | 1 | 1963 | NG | 12 | 2002
Louisiana Tech University | Louisiana Tech University Power Plant | LA | ST | RE | 5 | 4 | 1983 | NG | 2 | 2008
Entergy Louisiana Inc | Nine Mile Point | LA | ST | RE | 69 | 5 | 1951 | NG | 9 | 2011
Entergy Louisiana Inc | Nine Mile Point | LA | ST | RE | 112.5 | 7 | 1953 | NG | 9 | 2011
Entergy Louisiana Inc | Sterlington | LA | ST | RE | 247.7 | 6 | 1958 | NG | 8 | 2012
Entergy Louisiana Inc | Monroe | LA | ST | RE | 25 | 1 | 1961 | NG | 10 | 2011
Entergy Louisiana Inc | Monroe | LA | ST | RE | 37.5 | 1 | 1965 | NG | 10 | 2011
Entergy Louisiana Inc | Monroe | LA | ST | RE | 75 | 1 | 1968 | NG | 10 | 2011
Entergy Louisiana Inc | Thibodaux | LA | ST | RE | 21 | 0 | 1968 | NG | 1 | 2002
Louisville Gas & Electric Co | Waterside | KY | GT | RE | 20 | 6 | 1964 | NG | 8 | 2006
Louisville Gas & Electric Co | Waterside | KY | GT | RE | 25 | 2 | 1964 | NG | 8 | 2006
Louisville Gas & Electric Co | Unknown | KY | GT | IP | 181 |  |  | NG
Louisville Gas & Electric Co | Unknown | KY | GT | IP | 181 |  |  | NG
Louisville Gas & Electric Co | Unknown | KY | GT | IP | 181 |  |  | NG
Louisville Gas & Electric Co | Unknown | KY | GT | IP | 185 |  |  | NG
Louisville Gas & Electric Co | Unknown | KY | GT | IP | 185 |  |  | NG
Louisville Gas & Electric Co | Unknown | KY | GT | IP | 185 |  |  | NG
Louisville Gas & Electric Co | Unknown | KY | GT | IP | 185 |  |  | NG
Louisville Gas & Electric Co | Unknown | KY | GT | IP | 185 |  |  | NG
Louisiana Generating LLC | Big Cajun 2 | LA | ST | IP | 730 |  |  | SUB
City of Lowell - (MI) | Lowell | MI | IC | RE | 1.1 | 1 | 1965 | NG | 11 | 2012
City of Lowell - (MI) | Lowell | MI | IC | RE | 1.1 | 1 | 1956 | NG | 11 | 2012
City of Lowell - (MI) | Lowell | MI | IC | RE | 1.4 | 1 | 1973 | NG | 11 | 2012
Lower Valley Energy Inc | Swift Creek | WY | HY | RE | 0.4 | 88 | 1940 | WAT | 1 | 1988 | 40.75 |  | 0.4 | 16.3
Lower Valley Energy Inc | Swift Creek | WY | HY | RE | 0.4 | 88 | 1940 | WAT | 1 | 1988 | 40.75 |  | 0.4 | 16.3
City of Lubbock - (TX) | Ty Cooke | TX | GT | RE | 12.5 | 4 | 1964 | NG | 8 | 2012
City of Luverne - (MN) | Luverne | MN | ST | RE | 3 | 88 | 1951 | NG | 1 | 2002
City of Luverne - (MN) | Luverne | MN | IC | RE | 0.3 | 88 | 1936 | DFO | 1 | 2002
City of Luverne - (MN) | Luverne | MN | IC | RE | 0.6 | 3 | 1941 | DFO | 9 | 2004
City of Lyons - (NE) | Lyons | NE | IC | RE | 0.3 | 1 | 1930 | DFO | 7 | 2001
Massachusetts Water Res Auth | Winsor Dam Power Station | MA | HY | RE | 1.2 | 9 | 1950 | WAT | 12 | 1991 | 41.25 |  | 1.2 | 49.5
Massachusetts Wtr RAuth-Deer I | Deer Island Treatment Plant | MA | IC | RE | 6 | 12 | 1989 | OBG | 3 | 2004
Massachusetts Wtr RAuth-Deer I | Deer Island Treatment Plant | MA | IC | RE | 6 | 12 | 1989 | OBG | 3 | 2004
Massachusetts Wtr RAuth-Deer I | Deer Island Treatment Plant | MA | FC | RE | 0.2 | 8 | 1997 | OBG | 12 | 2001
City of Macon - (MO) | Macon | MO | IC | RE | 5.2 | 8 | 1968 | DFO | 7 | 2012
Madison Gas & Electric Co | Blount Street | WI | ST | RE | 10 | 0 | 1925 | BIT | 1 | 2006
Madison Gas & Electric Co | Blount Street | WI | ST | RE | 34.5 | 9 | 1953 | BIT | 12 | 2011
Madison Gas & Electric Co | Blount Street | WI | ST | RE | 20 | 10 | 1938 | BIT | 12 | 2011
Madison Gas & Electric Co | Blount Street | WI | ST | RE | 23 | 11 | 1948 | BIT | 12 | 2011
City of Madison - (NE) | Madison Utilities | NE | IC | RE | 0.6 | 3 | 1948 | DFO | 8 | 2005
Maine Energy Recovery Co | Maine Energy Recovery | ME | ST | RE | 22 | 6 | 1987 | MSW | 12 | 2012
City of Manassas - (VA) | VMEA 1 Credit Gen | VA | IC | RE | 1.6 | 5 | 1990 | DFO | 12 | 2007
City of Manassas - (VA) | Dominion/Lo Mar | VA | IC | IP | 1.8 |  |  | DFO
City of Manassas - (VA) | Dominion/Lo Mar | VA | IC | IP | 1.8 |  |  | DFO
City of Manassas - (VA) | Dominion/Lo Mar | VA | IC | IP | 1.8 |  |  | DFO
City of Mangum - (OK) | Mangum | OK | IC | RE | 0.6 | 0 | 1939 | NG | 12 | 2007
City of Mangum - (OK) | Mangum | OK | IC | RE | 0.4 | 0 | 1929 | NG | 9 | 2007
Manitowoc Public Utilities | Manitowoc | WI | ST | RE | 5 | 0 | 1935 | BIT | 12 | 2003
Manitowoc Public Utilities | Manitowoc | WI | ST | RE | 10 | 0 | 1941 | BIT | 12 | 2003
Manitowoc Public Utilities | Manitowoc | WI | ST | RE | 10 | 5 | 1950 | PC | 9 | 2011
Manitowoc Public Utilities | Manitowoc | WI | ST | IP | 60 |  |  | PC
Manitowoc Public Utilities | Manitowoc | WI | IC | RE | 5.5 | 9 | 1985 | NG | 10 | 2009
City of Maquoketa - (IA) | Maquoketa 1 | IA | IC | RE | 1.4 | 3 | 1947 | NG | 8 | 2002
City of Maquoketa - (IA) | Maquoketa 1 | IA | IC | RE | 0.8 | 11 | 1938 | DFO | 5 | 2002
City of Marblehead - (MA) | Commercial Street | MA | IC | RE | 1.1 | 11 | 1975 | DFO | 6 | 2010
City of Marceline | Marceline | MO | IC | RE | 1.2 | 3 | 1959 | DFO | 12 | 2006
City of Marceline | Marceline | MO | IC | RE | 0.4 | 11 | 1995 | DFO | 12 | 2006
Marathon Electric Mfg Corp | Marathon Electric | WI | IC | RE | 0.7 | 4 | 1997 | DFO | 12 | 2009
City of Marshall - (MN) | Co Rd 33 | MN | IC | IP | 2.5 |  |  | DFO
City of Marshall - (MN) | Co Rd 33 | MN | IC | IP | 2.5 |  |  | DFO
City of Marshall - (IL) | Marshall | IL | IC | RE | 0.9 | 99 | 1948 | DFO | 2 | 2006
City of Marshall - (IL) | Marshall | IL | IC | RE | 0.9 | 99 | 1948 | DFO | 2 | 2006
City of Marshall - (IL) | Marshall | IL | IC | RE | 1.2 | 99 | 1953 | DFO | 2 | 2006
Massachusetts Mun Wholes Electric Co | Stony Brook | MA | CT | IP | 120 |  |  | DFO
McGrath Light & Power Co | McGrath | AK | IC | RE | 0.2 | 8 | 1979 | DFO | 10 | 2010
McGrath Light & Power Co | McGrath | AK | IC | RE | 0.2 | 8 | 1979 | DFO | 10 | 2010
McGrath Light & Power Co | McGrath | AK | IC | RE | 0.6 | 8 | 1979 | DFO | 10 | 2010
Montana-Dakota Utilities Co | Williston | ND | GT | RE | 5 | 11 | 1953 | NG | 1 | 2012
Montana-Dakota Utilities Co | Williston | ND | GT | RE | 5 | 12 | 1953 | NG | 1 | 2012
City of McPherson - (KS) | McPherson 2 | KS | ST | RE | 32 | 6 | 1963 | NG | 12 | 2006
City of Menasha - (WI) | Menasha | WI | IC | RE | 1 | 0 | 1949 | DFO | 8 | 1997
Merck & Co Inc | Merck Rahway Power Plant | NJ | ST | RE | 4 | 1 | 1968 | DFO | 11 | 2007
Midwest Generations EME LLC | Bloom | IL | GT | RE | 19 | 4 | 1971 | DFO | 1 | 2003
Midwest Generations EME LLC | Bloom | IL | GT | RE | 19 | 4 | 1971 | DFO | 1 | 2003
Midwest Generations EME LLC | Bloom | IL | GT | RE | 19 | 4 | 1971 | DFO | 1 | 2003
Midwest Generations EME LLC | Bloom | IL | GT | RE | 19 | 4 | 1971 | DFO | 1 | 2003
Midwest Generations EME LLC | Bloom | IL | GT | RE | 19 | 5 | 1971 | DFO | 1 | 2003
Midwest Generations EME LLC | Bloom | IL | GT | RE | 19 | 5 | 1971 | DFO | 1 | 2003
Midwest Generations EME LLC | Bloom | IL | GT | RE | 19 | 5 | 1971 | DFO | 1 | 2003
Midwest Generations EME LLC | Bloom | IL | GT | RE | 19 | 5 | 1971 | DFO | 1 | 2003
Midwest Generations EME LLC | Calumet | IL | GT | RE | 18.4 | 6 | 1969 | NG | 12 | 2004
Midwest Generations EME LLC | Calumet | IL | GT | RE | 18.4 | 6 | 1969 | NG | 12 | 2004
Midwest Generations EME LLC | Calumet | IL | GT | RE | 18.4 | 6 | 1969 | NG | 12 | 2004
Midwest Generations EME LLC | Calumet | IL | GT | RE | 18.4 | 6 | 1969 | NG | 12 | 2004
Midwest Generations EME LLC | Calumet | IL | GT | RE | 18.4 | 6 | 1996 | NG | 12 | 2004
Midwest Generations EME LLC | Calumet | IL | GT | RE | 18.4 | 6 | 1996 | NG | 12 | 2004
Midwest Generations EME LLC | Calumet | IL | GT | RE | 18.4 | 6 | 1969 | NG | 12 | 2004
Midwest Generations EME LLC | Calumet | IL | GT | RE | 18.4 | 6 | 1969 | NG | 12 | 2004
Midwest Generations EME LLC | Calumet | IL | GT | RE | 18.4 | 6 | 1969 | NG | 12 | 2004
Midwest Generations EME LLC | Calumet | IL | GT | RE | 18.4 | 6 | 1969 | NG | 12 | 2004
Midwest Generations EME LLC | Calumet | IL | GT | RE | 18.4 | 6 | 1969 | NG | 12 | 2004
Midwest Generations EME LLC | Calumet | IL | GT | RE | 19 | 6 | 1970 | NG | 12 | 2004
Midwest Generations EME LLC | Calumet | IL | GT | RE | 19 | 6 | 1970 | NG | 12 | 2004
Midwest Generations EME LLC | Calumet | IL | GT | RE | 19 | 6 | 1970 | NG | 12 | 2004
Midwest Generations EME LLC | Calumet | IL | GT | RE | 19 | 6 | 1970 | NG | 12 | 2004
Midwest Generations EME LLC | Crawford | IL | GT | RE | 17.3 | 7 | 1968 | NG | 3 | 2005
Midwest Generations EME LLC | Crawford | IL | GT | RE | 17.3 | 6 | 1968 | NG | 3 | 2005
Midwest Generations EME LLC | Crawford | IL | GT | RE | 17.3 | 7 | 1968 | NG | 3 | 2005
Midwest Generations EME LLC | Crawford | IL | GT | RE | 17.3 | 7 | 1968 | NG | 3 | 2005
Midwest Generations EME LLC | Crawford | IL | GT | RE | 17.3 | 7 | 1968 | NG | 3 | 2005
Midwest Generations EME LLC | Crawford | IL | GT | RE | 17.3 | 7 | 1968 | NG | 3 | 2005
Midwest Generations EME LLC | Crawford | IL | GT | RE | 17.3 | 7 | 1968 | NG | 3 | 2005
Midwest Generations EME LLC | Crawford | IL | GT | RE | 17.3 | 6 | 1968 | NG | 3 | 2005
Midwest Generations EME LLC | Crawford | IL | GT | RE | 17.3 | 7 | 1968 | NG | 3 | 2005
Midwest Generations EME LLC | Crawford | IL | GT | RE | 17.3 | 7 | 1968 | NG | 3 | 2005
Midwest Generations EME LLC | Crawford | IL | GT | RE | 17.3 | 7 | 1968 | NG | 3 | 2005
Midwest Generations EME LLC | Crawford | IL | GT | RE | 17.3 | 6 | 1968 | NG | 3 | 2005
Midwest Generations EME LLC | Crawford | IL | ST | RE | 239.3 | 5 | 1958 | SUB | 8 | 2012
Midwest Generations EME LLC | Crawford | IL | ST | RE | 358.1 | 4 | 1961 | SUB | 8 | 2012
Midwest Generations EME LLC | Electric Junction | IL | GT | RE | 19 | 6 | 1970 | NG | 12 | 2004
Midwest Generations EME LLC | Electric Junction | IL | GT | RE | 19 | 6 | 1970 | NG | 12 | 2004
Midwest Generations EME LLC | Electric Junction | IL | GT | RE | 19 | 6 | 1970 | NG | 12 | 2004
Midwest Generations EME LLC | Electric Junction | IL | GT | RE | 19 | 6 | 1970 | NG | 12 | 2004
Midwest Generations EME LLC | Electric Junction | IL | GT | RE | 19 | 6 | 1970 | NG | 12 | 2004
Midwest Generations EME LLC | Electric Junction | IL | GT | RE | 19 | 6 | 1970 | NG | 12 | 2004
Midwest Generations EME LLC | Electric Junction | IL | GT | RE | 19 | 6 | 1970 | NG | 12 | 2004
Midwest Generations EME LLC | Electric Junction | IL | GT | RE | 19 | 6 | 1970 | NG | 12 | 2004
Midwest Generations EME LLC | Electric Junction | IL | GT | RE | 19 | 8 | 1970 | NG | 12 | 2004
Midwest Generations EME LLC | Electric Junction | IL | GT | RE | 19 | 8 | 1970 | NG | 12 | 2004
Midwest Generations EME LLC | Electric Junction | IL | GT | RE | 19 | 6 | 1970 | NG | 12 | 2004
Midwest Generations EME LLC | Electric Junction | IL | GT | RE | 19 | 4 | 1971 | NG | 12 | 2004
Midwest Generations EME LLC | Electric Junction | IL | GT | RE | 19 | 4 | 1971 | NG | 12 | 2004
Midwest Generations EME LLC | Electric Junction | IL | GT | RE | 19 | 4 | 1971 | NG | 12 | 2004
Midwest Generations EME LLC | Electric Junction | IL | GT | RE | 19 | 4 | 1971 | NG | 12 | 2004
Midwest Generations EME LLC | Electric Junction | IL | GT | RE | 19 | 4 | 1971 | NG | 12 | 2004
Midwest Generations EME LLC | Joliet 9 | IL | GT | RE | 18.4 | 5 | 1969 | NG | 12 | 2004
Midwest Generations EME LLC | Joliet 9 | IL | GT | RE | 18.4 | 5 | 1969 | NG | 12 | 2004
Midwest Generations EME LLC | Joliet 9 | IL | GT | RE | 18.4 | 5 | 1969 | NG | 12 | 2004
Midwest Generations EME LLC | Joliet 9 | IL | GT | RE | 18.4 | 5 | 1969 | NG | 12 | 2004
Midwest Generations EME LLC | Joliet 9 | IL | GT | RE | 18.4 | 5 | 1969 | NG | 12 | 2004
Midwest Generations EME LLC | Joliet 9 | IL | GT | RE | 18.4 | 5 | 1969 | NG | 12 | 2004
Midwest Generations EME LLC | Joliet 9 | IL | GT | RE | 18.4 | 5 | 1969 | NG | 12 | 2004
Midwest Generations EME LLC | Joliet 9 | IL | GT | RE | 18.4 | 5 | 1969 | NG | 12 | 2004
Midwest Generations EME LLC | Lombard | IL | GT | RE | 22.1 | 6 | 1969 | KER | 12 | 2004
Midwest Generations EME LLC | Lombard | IL | GT | RE | 22.1 | 6 | 1969 | NG | 12 | 2004
Midwest Generations EME LLC | Lombard | IL | GT | RE | 22.1 | 6 | 1969 | KER | 12 | 2004
Midwest Generations EME LLC | Lombard | IL | GT | RE | 22.1 | 6 | 1969 | KER | 12 | 2004
Midwest Generations EME LLC | Lombard | IL | GT | RE | 22.1 | 6 | 1969 | KER | 12 | 2004
Midwest Generations EME LLC | Lombard | IL | GT | RE | 22.1 | 6 | 1969 | NG | 12 | 2004
Midwest Generations EME LLC | Sabrooke | IL | GT | RE | 18.4 | 5 | 1969 | DFO | 12 | 2004
Midwest Generations EME LLC | Sabrooke | IL | GT | RE | 18.4 | 5 | 1969 | DFO | 12 | 2004
Midwest Generations EME LLC | Sabrooke | IL | GT | RE | 18.4 | 5 | 1969 | DFO | 12 | 2004
Midwest Generations EME LLC | Sabrooke | IL | GT | RE | 18.4 | 5 | 1969 | DFO | 12 | 2004
Midwest Generations EME LLC | Sabrooke | IL | GT | RE | 19 | 5 | 1970 | DFO | 12 | 2004
Midwest Generations EME LLC | Sabrooke | IL | GT | RE | 19 | 5 | 1970 | DFO | 12 | 2004
Midwest Generations EME LLC | Sabrooke | IL | GT | RE | 19 | 5 | 1970 | DFO | 12 | 2004
Midwest Generations EME LLC | Sabrooke | IL | GT | RE | 19 | 5 | 1970 | DFO | 12 | 2004
Midwest Generations EME LLC | Waukegan | IL | ST | RE | 121 | 1 | 1952 | SUB | 12 | 2007
Midwest Generations EME LLC | Will County | IL | ST | RE | 187.5 | 7 | 1955 | SUB | 12 | 2010
Midwest Generations EME LLC | Will County | IL | ST | RE | 183.7 | 3 | 1955 | SUB | 12 | 2010
Midwest Generations EME LLC | Fisk Street | IL | ST | RE | 374 | 7 | 1968 | SUB | 8 | 2012
Midwest Generations EME LLC | Collins | IL | ST | RE | 544.9 | 5 | 1978 | NG | 10 | 2004
Midwest Generations EME LLC | Collins | IL | ST | RE | 544.9 | 10 | 1977 | NG | 10 | 2004
Midwest Generations EME LLC | Collins | IL | ST | RE | 518.9 | 5 | 1977 | NG | 10 | 2004
Midwest Generations EME LLC | Collins | IL | ST | RE | 520.7 | 12 | 1978 | NG | 10 | 2004
Midwest Generations EME LLC | Collins | IL | ST | RE | 520.7 | 6 | 1979 | NG | 10 | 2004
Metropolitan Water District of S CA | Diamond Valley Lake | CA | HY | RE | 3.3 | 5 | 2001 | WAT | 10 | 2009 | 8.4167 |  | 3.3 | 27.775
Metropolitan Water District of S CA | Diamond Valley Lake | CA | HY | RE | 3.3 | 12 | 2001 | WAT | 10 | 2009 | 7.8333 |  | 3.3 | 25.85
Metropolitan Water District of S CA | Diamond Valley Lake | CA | HY | RE | 3.3 | 12 | 2001 | WAT | 10 | 2009 | 7.8333 |  | 3.3 | 25.85
Miami Dade Water & Sewer Dept | Central District Wastewater Treat Plant | FL | IC | RE | 1.2 | 10 | 1989 | OBG | 5 | 2012
Miami Dade Water & Sewer Dept | Central District Wastewater Treat Plant | FL | IC | RE | 1.2 | 10 | 1989 | OBG | 5 | 2012
Middletown Power LLC | Middletown | CT | ST | RE | 69 | 8 | 1954 | RFO | 10 | 1998
Midwest Energy Inc | Ellis | KS | IC | RE | 1 | 7 | 1960 | NG | 12 | 2007
Midwest Energy Inc | Ellis | KS | IC | RE | 2 | 7 | 1965 | NG | 12 | 2007
Midwest Energy Inc | Ellis | KS | IC | RE | 0.5 | 6 | 1947 | NG | 12 | 2007
Midwest Energy Inc | Ellis | KS | IC | RE | 0.5 | 7 | 1954 | NG | 12 | 2007
Midwest Energy Inc | Ellis | KS | IC | RE | 1.5 | 5 | 1973 | NG | 12 | 2007
Midwest Energy Inc | Great Bend | KS | IC | RE | 3 | 1 | 1954 | NG | 12 | 2012
City of Milford - (IA) | Milford | IA | IC | RE | 0.3 | 1 | 1938 | DFO | 12 | 2003
NRG Potomac River LLC | Potomac River | VA | ST | RE | 92 | 9 | 1949 | BIT | 10 | 2012
NRG Potomac River LLC | Potomac River | VA | ST | RE | 92 | 6 | 1950 | BIT | 10 | 2012
NRG Potomac River LLC | Potomac River | VA | ST | RE | 110 | 6 | 1954 | BIT | 10 | 2012
NRG Potomac River LLC | Potomac River | VA | ST | RE | 110 | 2 | 1956 | BIT | 10 | 2012
NRG Potomac River LLC | Potomac River | VA | ST | RE | 110 | 5 | 1957 | BIT | 10 | 2012
NRG Delta LLC | Pittsburg Power | CA | ST | RE | 213.4 | 9 | 1954 | NG | 10 | 2003
NRG Delta LLC | Pittsburg Power | CA | ST | RE | 213.4 | 8 | 1954 | NG | 10 | 2003
NRG Delta LLC | Pittsburg Power | CA | ST | RE | 213.4 | 12 | 1954 | NG | 10 | 2003
NRG Delta LLC | Pittsburg Power | CA | ST | RE | 213.4 | 12 | 1954 | NG | 10 | 2003
Minnesota Power Inc | M L Hibbard | MN | ST | RE | 25 | 9 | 1931 | RFO | 12 | 2003
Minnesota Power Inc | M L Hibbard | MN | ST | RE | 25 | 8 | 1943 | RFO | 12 | 2003
Minnesota Power Inc | Superior Generation Energy Center | WI | GT | IP | 170 |  |  | NG
Minnkota Power Coop, Inc | Grand Forks | ND | IC | RE | 0.7 | 8 | 1941 | DFO | 12 | 2012
Minnkota Power Coop, Inc | Grand Forks | ND | IC | RE | 1.1 | 8 | 1949 | DFO | 12 | 2012
Minnkota Power Coop, Inc | Grand Forks | ND | IC | RE | 1.1 | 8 | 1949 | DFO | 12 | 2012
Minnkota Power Coop, Inc | Grand Forks | ND | IC | RE | 0.7 | 8 | 1941 | DFO | 12 | 2012
Minnkota Power Coop, Inc | Grand Forks | ND | IC | RE | 0.7 | 8 | 1941 | DFO | 12 | 2012
Minnkota Power Coop, Inc | Grand Forks | ND | IC | RE | 1 | 8 | 1946 | DFO | 12 | 2012
Minnkota Power Coop, Inc | Grand Forks | ND | IC | RE | 1 | 8 | 1946 | DFO | 12 | 2012
Minnkota Power Coop, Inc | Grand Forks | ND | IC | RE | 1 | 8 | 1946 | DFO | 12 | 2012
Minnkota Power Coop, Inc | Grand Forks | ND | IC | RE | 1.1 | 8 | 1949 | DFO | 12 | 2012
Minnkota Power Coop, Inc | Grand Forks | ND | IC | RE | 1.1 | 8 | 1949 | DFO | 12 | 2012
Minnkota Power Coop, Inc | Grand Forks | ND | IC | RE | 1.1 | 8 | 1949 | DFO | 12 | 2012
Minnkota Power Coop, Inc | Harwood | ND | IC | RE | 1.6 | 10 | 1947 | DFO | 9 | 2007
Minnkota Power Coop, Inc | Harwood | ND | IC | RE | 1.6 | 10 | 1947 | DFO | 12 | 2012
Minnkota Power Coop, Inc | Harwood | ND | IC | RE | 1.6 | 10 | 1947 | DFO | 12 | 2012
Entergy Mississippi Inc | Delta | MS | ST | RE | 112.5 | 12 | 1953 | NG | 12 | 2012
Entergy Mississippi Inc | Delta | MS | ST | RE | 112.5 | 12 | 1953 | NG | 12 | 2012
Entergy Mississippi Inc | Natchez | MS | ST | RE | 66 | 2 | 1951 | NG | 6 | 2011
Entergy Mississippi Inc | Rex Brown | MS | ST | RE | 34.5 | 7 | 1948 | NG | 6 | 2011
Mississippi Power Co | Eaton | MS | ST | RE | 25.9 | 3 | 1945 | NG | 12 | 2012
Mississippi Power Co | Eaton | MS | ST | RE | 25.9 | 7 | 1947 | NG | 12 | 2012
Mississippi Power Co | Eaton | MS | ST | RE | 25.9 | 8 | 1949 | NG | 12 | 2012
Mississippi Power Co | MPC1 | MS | GT | IP | 360 |  |  | NG
NRG New York LLC | Bowline Point | NY | CT | IP | 750 |  |  | NG
NRG New York LLC | Lovett | NY | ST | RE | 69 | 3 | 1955 | NG | 5 | 2007
NRG New York LLC | Lovett | NY | ST | RE | 179.5 | 4 | 1966 | BIT | 5 | 2007
NRG New York LLC | Lovett | NY | ST | RE | 200.6 | 4 | 1969 | BIT | 4 | 2008
Monongahela Power Co | FirstEnergy Albright | WV | ST | RE | 69 | 12 | 1952 | BIT | 9 | 2012
Monongahela Power Co | FirstEnergy Albright | WV | ST | RE | 69 | 10 | 1952 | BIT | 9 | 2012
Monongahela Power Co | FirstEnergy Albright | WV | ST | RE | 140.2 | 10 | 1954 | BIT | 9 | 2012
Monongahela Power Co | FirstEnergy Rivesville | WV | ST | RE | 35 | 6 | 1943 | BIT | 9 | 2012
Monongahela Power Co | FirstEnergy Rivesville | WV | ST | RE | 74.7 | 9 | 1951 | BIT | 9 | 2012
Monongahela Power Co | FirstEnergy Willow Island | WV | ST | RE | 50 | 2 | 1949 | BIT | 9 | 2012
Monongahela Power Co | FirstEnergy Willow Island | WV | ST | RE | 163.2 | 10 | 1960 | BIT | 9 | 2012
City of Monroe City - (MO) | Monroe | MO | IC | RE | 0.7 | 8 | 1940 | DFO | 12 | 2001
Michigan South Central Pwr Agy | Endicott Station | MI | IC | RE | 1.6 | 10 | 2006 | DFO | 5 | 2012
Michigan South Central Pwr Agy | Endicott Station | MI | IC | RE | 1.6 | 10 | 2006 | DFO | 5 | 2012
Michigan South Central Pwr Agy | State St Generating | MI | IC | RE | 1.8 | 4 | 2001 | DFO | 5 | 2012
Michigan South Central Pwr Agy | State St Generating | MI | IC | RE | 1.8 | 4 | 2001 | DFO | 5 | 2012
Michigan South Central Pwr Agy | State St Generating | MI | IC | RE | 1.8 | 4 | 2001 | DFO | 5 | 2012
Michigan South Central Pwr Agy | State St Generating | MI | IC | RE | 1.8 | 4 | 2001 | DFO | 5 | 2012
Michigan South Central Pwr Agy | State St Generating | MI | IC | RE | 1.8 | 4 | 2001 | DFO | 5 | 2012
Michigan South Central Pwr Agy | State St Generating | MI | IC | RE | 1.8 | 4 | 2001 | DFO | 5 | 2012
Michigan South Central Pwr Agy | State St Generating | MI | IC | RE | 1.8 | 4 | 2001 | DFO | 5 | 2012
Michigan South Central Pwr Agy | State St Generating | MI | IC | RE | 1.8 | 4 | 2001 | DFO | 5 | 2012
Michigan South Central Pwr Agy | State St Generating | MI | IC | RE | 1.8 | 4 | 2001 | DFO | 5 | 2012
Michigan South Central Pwr Agy | Modular Power LLC | MI | IC | RE | 1.6 | 6 | 1999 | DFO | 10 | 2006
Michigan South Central Pwr Agy | Modular Power LLC | MI | IC | RE | 1.8 | 6 | 1999 | DFO | 10 | 2006
Michigan South Central Pwr Agy | Modular Power LLC | MI | IC | RE | 1.6 | 6 | 1999 | DFO | 10 | 2006
Michigan South Central Pwr Agy | Modular Power LLC | MI | IC | RE | 1.6 | 6 | 1999 | DFO | 10 | 2006
Michigan South Central Pwr Agy | Modular Power LLC | MI | IC | RE | 1.8 | 6 | 1999 | DFO | 10 | 2006
Michigan South Central Pwr Agy | Modular Power LLC | MI | IC | RE | 1.6 | 6 | 1999 | DFO | 10 | 2006
Michigan South Central Pwr Agy | Modular Power LLC | MI | IC | RE | 1.6 | 6 | 1999 | DFO | 10 | 2006
Michigan South Central Pwr Agy | Modular Power LLC | MI | IC | RE | 1.6 | 6 | 1999 | DFO | 10 | 2006
Michigan South Central Pwr Agy | Modular Power LLC | MI | IC | RE | 1.6 | 6 | 1999 | DFO | 10 | 2006
Monterey Regional Waste Mgmt | Marina Landfill Gas | CA | IC | RE | 0.9 | 3 | 1997 | LFG | 10 | 2008
Monterey Regional Waste Mgmt | Marina Landfill Gas | CA | IC | RE | 0.8 | 4 | 1994 | LFG | 8 | 2006
City of Moorhead - (MN) | Moorhead | MN | GT | RE | 10 | 1 | 1961 | DFO | 7 | 2011
Motiva Enterprises LLC | Motiva Enterprises Port Arthur Refinery | TX | CS | RE | 18.8 | 6 | 1970 | NG | 2 | 2012
Motiva Enterprises LLC | Motiva Enterprises Port Arthur Refinery | TX | CA | RE | 21.3 | 5 | 1984 | NG | 2 | 2011
City of Mt Pleasant - (IA) | Mt Pleasant | IA | ST | RE | 7.5 | 10 | 1966 | NG | 6 | 2001
City of Mt Pleasant - (IA) | Mt Pleasant | IA | IC | RE | 1 | 88 | 1966 | DFO | 1 | 2002
Village of Mullen | Mullen | NE | IC | RE | 0.4 | 1 | 1958 | DFO | 1 | 2011
Village of Mullen | Mullen | NE | IC | RE | 0.6 | 1 | 1966 | DFO | 1 | 2012
Village of Mullen | Mullen | NE | IC | IP | 1.2 |  |  | DFO
Municipal Electric Authority | MEAG1 | GA | CT | IP | 170.9 |  |  | NG
Municipal Electric Authority | MEAG2 | GA | CT | IP | 170.9 |  |  | NG
Municipal Electric Authority | MEAG3 | GA | CT | IP | 170.9 |  |  | NG
Municipal Electric Authority | W R Clayton Plant | GA | GT | IP | 180 |  |  | NG
Municipal Electric Authority | W R Clayton Plant | GA | GT | IP | 180 |  |  | NG
Municipal Electric Authority | W R Clayton Plant | GA | GT | IP | 153 |  |  | NG
City of Murray - (UT) | Murray City | UT | IC | RE | 2.2 | 88 | 1952 | NG | 1 | 2002
City of Murray - (UT) | Murray City | UT | IC | RE | 1 | 88 | 1948 | NG | 1 | 2002
City of Murray - (UT) | Murray City | UT | IC | RE | 1 | 88 | 1948 | NG | 1 | 2002
City of Murray - (UT) | Murray City | UT | IC | RE | 3 | 88 | 1958 | NG | 1 | 2002
NRG Huntley Operations Inc | C R Huntley Generating Station | NY | ST | RE | 80 | 8 | 1942 | BIT | 4 | 2006
NRG Huntley Operations Inc | C R Huntley Generating Station | NY | ST | RE | 100 | 10 | 1948 | BIT | 4 | 2006
NRG Huntley Operations Inc | C R Huntley Generating Station | NY | ST | RE | 100 | 11 | 1953 | BIT | 6 | 2007
NRG Huntley Operations Inc | C R Huntley Generating Station | NY | ST | RE | 100 | 1 | 1954 | BIT | 6 | 2007
Naniwa Energy LLC | Tri Center Naniwa Energy | NV | GT | RE | 64 | 7 | 2001 | NG | 3 | 2008
Naniwa Energy LLC | Tri Center Naniwa Energy | NV | GT | RE | 64 | 7 | 2001 | NG | 3 | 2008
Naknek Electric Assn, Inc | Naknek | AK | IC | RE | 0.4 | 12 | 1977 | DFO | 8 | 2004
Naknek Electric Assn, Inc | Naknek | AK | IC | RE | 0.4 | 12 | 1977 | DFO | 8 | 2004
Naknek Electric Assn, Inc | Naknek | AK | IC | RE | 0.4 | 12 | 1977 | DFO | 8 | 2004
Nantucket Electric Co | Nantucket | MA | IC | RE | 1.2 | 7 | 1987 | DFO | 6 | 2006
Nantucket Electric Co | Nantucket | MA | IC | RE | 1.2 | 7 | 1987 | DFO | 6 | 2006
Nantucket Electric Co | Nantucket | MA | IC | RE | 2.5 | 4 | 1995 | DFO | 8 | 2007
Nantucket Electric Co | Nantucket | MA | IC | RE | 2.5 | 4 | 1995 | DFO | 8 | 2007
Nantucket Electric Co | Nantucket | MA | IC | RE | 2.5 | 2 | 1998 | DFO | 8 | 2007
Nantucket Electric Co | Nantucket | MA | IC | RE | 2.5 | 2 | 1998 | DFO | 8 | 2007
Nebraska Public Power District | Mobile | NE | IC | RE | 1 | 1 | 1980 | DFO | 12 | 2003
Nevada Power Co | Clark | NV | ST | RE | 50 | 12 | 1955 | NG | 9 | 2005
Nevada Power Co | Clark | NV | ST | RE | 65 | 7 | 1957 | NG | 9 | 2005
Nevada Power Co | Clark | NV | ST | RE | 75 | 7 | 1961 | NG | 9 | 2005
Nevada Power Co | Sunrise | NV | ST | RE | 81.6 | 5 | 1964 | NG | 12 | 2011
Nevada Power Co | Sunrise | NV | GT | RE | 85 | 10 | 1974 | NG | 12 | 2011
Nevada Power Co | Ely Energy Center | NV | ST | IP | 750 |  |  | SUB
Nevada Power Co | Ely Energy Center | NV | ST | IP | 750 |  |  | SUB
City of New Lisbon | New Lisbon | WI | IC | RE | 0.1 | 1 | 1930 | DFO | 12 | 2003
City of New Lisbon | New Lisbon | WI | IC | RE | 0.2 | 1 | 1936 | DFO | 12 | 2003
City of New Lisbon | New Lisbon | WI | IC | RE | 0.3 | 1 | 1948 | DFO | 12 | 2003
Entergy New Orleans Inc | A B Paterson | LA | ST | RE | 51.7 | 4 | 1950 | NG | 9 | 2010
Entergy New Orleans Inc | A B Paterson | LA | ST | RE | 81.2 | 12 | 1954 | NG | 9 | 2010
Entergy New Orleans Inc | A B Paterson | LA | GT | RE | 16 | 9 | 1967 | DFO | 9 | 2010
Entergy New Orleans Inc | Michoud | LA | ST | RE | 115.2 | 5 | 1957 | NG | 9 | 2011
New Prague Utilities Comm | New Prague | MN | IC | RE | 1.4 | 8 | 1948 | NG | 1 | 2009
New Hanover County | New Hanover County WASTEC | NC | ST | RE | 3.9 | 6 | 1984 | MSW | 12 | 2001
New Hanover County | New Hanover County WASTEC | NC | ST | RE | 4.2 | 3 | 2002 | MSW | 12 | 2010
New Hanover County | New Hanover County WASTEC | NC | ST | RE | 0.1 | 6 | 1984 | MSW | 12 | 2002
New York State Elec & Gas Corp | Keuka | NY | HY | RE | 2 | 88 | 1928 | WAT | 11 | 2006 | 71.5833 |  | 2 | 143.1667
NRG Astoria Gas Turbine Operations Inc | Astoria Gas Turbines | NY | GT | RE | 19.2 | 1 | 1970 | KER | 12 | 2002
NRG El Segundo Operations Inc | El Segundo Power | CA | ST | RE | 156.2 | 5 | 1955 | NG | 12 | 2002
NRG El Segundo Operations Inc | El Segundo Power | CA | ST | RE | 156.2 | 8 | 1956 | NG | 12 | 2002
NRG El Segundo Operations Inc | Long Beach Generation LLC | CA | CT | RE | 63 | 4 | 1977 | NG | 12 | 2004
NRG El Segundo Operations Inc | Long Beach Generation LLC | CA | CT | RE | 63 | 4 | 1977 | NG | 12 | 2004
NRG El Segundo Operations Inc | Long Beach Generation LLC | CA | CT | RE | 63 | 4 | 1977 | NG | 12 | 2004
NRG El Segundo Operations Inc | Long Beach Generation LLC | CA | CA | RE | 80 | 12 | 1976 | NG | 12 | 2004
NRG El Segundo Operations Inc | Long Beach Generation LLC | CA | CA | RE | 66.4 | 4 | 1977 | NG | 12 | 2004
North Carolina Mun Power Agny #1 | High Point, Jackson Lake | NC | IC | RE | 1.8 | 6 | 2002 | DFO | 11 | 2007
North Carolina Mun Power Agny #1 | Gastonia Rankin Lake | NC | IC | RE | 1.8 | 6 | 2002 | DFO | 9 | 2012
North Carolina Mun Power Agny #1 | Gastonia Duke Street | NC | IC | RE | 1.8 | 6 | 2002 | DFO | 9 | 2012
North Carolina Mun Power Agny #1 | Maiden Finger Street | NC | IC | RE | 1.8 | 6 | 2002 | DFO | 10 | 2012
North Carolina Mun Power Agny #1 | Lexington Hickory Street | NC | IC | RE | 1.8 | 6 | 2002 | DFO | 9 | 2012
Nome Joint Utility Systems | Snake River | AK | IC | RE | 1.2 | 1 | 1974 | DFO | 1 | 2001
Nome Joint Utility Systems | Snake River | AK | IC | RE | 1 | 1 | 1972 | DFO | 1 | 2008
North Branch Water & Light Comm | North Branch | MN | IC | RE | 0.9 | 10 | 1960 | DFO | 12 | 2010
North Branch Water & Light Comm | North Branch | MN | IC | RE | 1.4 | 1 | 1971 | DFO | 12 | 2010
North Central Power Co Inc | Grimh | WI | HY | RE | 0.1 | 4 | 1928 | WAT | 12 | 2006 | 78.6667 |  | 0.1 | 7.8667
North Central Power Co Inc | Grimh | WI | HY | RE | 0.2 | 4 | 1965 | WAT | 12 | 2006 | 41.6667 |  | 0.2 | 8.3333
North Central Power Co Inc | Grimh | WI | IC | RE | 0.8 | 12 | 1951 | DFO | 12 | 2006
Northern Indiana Pub Serv Co | Dean H Mitchell | IN | ST | RE | 127.5 | 5 | 1970 | SUB | 9 | 2010
Northern Indiana Pub Serv Co | Dean H Mitchell | IN | ST | RE | 138.1 | 12 | 1956 | NG | 9 | 2010
Northern Indiana Pub Serv Co | Dean H Mitchell | IN | ST | RE | 128 | 5 | 1959 | SUB | 9 | 2010
Northern Indiana Pub Serv Co | Dean H Mitchell | IN | ST | RE | 128 | 9 | 1959 | SUB | 9 | 2010
Northern Indiana Pub Serv Co | Michigan City | IN | ST | RE | 70 | 11 | 1950 | NG | 9 | 2010
Northern Indiana Pub Serv Co | Michigan City | IN | ST | RE | 70 | 10 | 1951 | NG | 9 | 2010
Northern Indiana Pub Serv Co | Sugar Creek Power | IN | CT | IP | 159 |  |  | NG
Northern Indiana Pub Serv Co | Sugar Creek Power | IN | CT | IP | 154.3 |  |  | NG
Northern Indiana Pub Serv Co | Sugar Creek Power | IN | CA | IP | 195.4 |  |  | NG
Northern States Power Co - Minnesota | Black Dog | MN | ST | RE | 81 | 8 | 1952 | SUB | 6 | 2002
Northern States Power Co - Minnesota | Black Dog | MN | CA | IP | 360 |  |  | NG
Northern States Power Co - Minnesota | Black Dog | MN | CT | IP | 200 |  |  | NG
Northern States Power Co - Minnesota | Black Dog | MN | CT | IP | 200 |  |  | NG
Northern States Power Co - Minnesota | High Bridge | MN | ST | RE | 113.6 | 8 | 1956 | SUB | 12 | 2007
Northern States Power Co - Minnesota | High Bridge | MN | ST | RE | 163.2 | 4 | 1959 | SUB | 12 | 2007
Northern States Power Co - Minnesota | Minnesota Valley | MN | ST | RE | 46 | 9 | 1953 | NG | 12 | 2006
Northern States Power Co - Minnesota | Riverside | MN | ST | RE | 238.8 | 4 | 1964 | SUB | 4 | 2009
Northern States Power Co - Minnesota | West Fairbault | MN | GT | RE | 16.2 | 9 | 1965 | NG | 9 | 1981
Northern States Power Co - Minnesota | West Fairbault | MN | GT | RE | 16.2 | 5 | 1965 | NG | 12 | 2006
Northern States Power Co - Minnesota | West Fairbault | MN | GT | RE | 16.2 | 5 | 1965 | NG | 12 | 2006
Northern States Power Co - Minnesota | Pathfinder | SD | ST | RE | 75 | 0 | 1962 | NG | 6 | 2001
Northern States Power Co - Minnesota | Dells | WI | HY | RE | 0.5 | 0 | 1916 | WAT | 12 | 2007 | 92 |  | 0.5 | 46
Northern States Power Co - Minnesota | Dells | WI | HY | RE | 0.7 | 0 | 1907 | WAT | 12 | 2007 | 101 |  | 0.7 | 70.7
Northern States Power Co - Minnesota | Apple River | WI | HY | RE | 0.8 | 0 | 1901 | WAT | 12 | 2006 | 106 |  | 0.8 | 84.8
Northern States Power Co - Minnesota | United Health Care | MN | GT | RE | 1.8 | 7 | 1993 | DFO | 2 | 2008
Northern States Power Co - Minnesota | United Health Care | MN | GT | RE | 1.8 | 7 | 1993 | DFO | 2 | 2008
Northern States Power Co - Minnesota | Merricourt Wind Project | ND | WT | IP | 150 |  |  | WND
NorthWestern Energy - (SD) | Mobile Unit | SD | IC | RE | 0.5 | 0 | 1955 | DFO | 9 | 2008
NorthWestern Energy - (SD) | Webster | SD | IC | RE | 0.7 | 0 | 1932 | DFO | 3 | 2002
NorthWestern Energy - (SD) | Webster | SD | IC | RE | 1.9 | 6 | 1950 | DFO | 4 | 2004
NorthWestern Energy - (SD) | Future CT | SD | GT | IP | 28 |  |  | NG
NorthWestern Energy - (SD) | Future CT | SD | GT | IP | 28 |  |  | NG
Northwind Energy Inc | Northwind Energy | CA | WT | RE | 13 | 1 | 1986 | WND | 12 | 2012
Nushagak Electric Coop, Inc | Dillingham | AK | IC | RE | 0.3 | 1 | 1961 | DFO | 2 | 2009
Nushagak Electric Coop, Inc | Dillingham | AK | IC | RE | 0.5 | 9 | 1967 | DFO | 5 | 2001
Nushagak Electric Coop, Inc | Dillingham | AK | IC | RE | 0.7 | 12 | 1973 | DFO | 3 | 2007
Nushagak Electric Coop, Inc | Dillingham | AK | IC | RE | 1 | 12 | 1976 | DFO | 10 | 2007
Nushagak Electric Coop, Inc | Dillingham | AK | IC | RE | 0.8 | 3 | 1985 | DFO | 4 | 2006
Nushagak Electric Coop, Inc | Dillingham | AK | IC | RE | 0.8 | 3 | 1985 | DFO | 3 | 2006
NorthWestern Energy | Milltown | MT | HY | RE | 0.6 | 8 | 1908 | WAT | 12 | 2007 | 99.3333 |  | 0.6 | 59.6
NorthWestern Energy | Milltown | MT | HY | RE | 0.6 | 8 | 1908 | WAT | 12 | 2007 | 99.3333 |  | 0.6 | 59.6
NorthWestern Energy | Milltown | MT | HY | RE | 0.6 | 8 | 1908 | WAT | 12 | 2007 | 99.3333 |  | 0.6 | 59.6
NorthWestern Energy | Milltown | MT | HY | RE | 0.6 | 8 | 1909 | WAT | 12 | 2007 | 98.3333 |  | 0.6 | 59
NorthWestern Energy | Milltown | MT | HY | RE | 0.6 | 8 | 1927 | WAT | 12 | 2007 | 80.3333 |  | 0.6 | 48.2
NRG Oswego Harbor Power Operations Inc | Oswego Harbor Power | NY | ST | RE | 92 | 12 | 1948 | NG | 12 | 2003
City of Oakley | Oakely | KS | IC | RE | 1.4 | 2 | 1961 | NG | 4 | 2011
City of Oakley | Oakely | KS | IC | RE | 0.4 | 5 | 1948 | DFO | 4 | 2011
City of Oakley | Oakely | KS | IC | RE | 0.5 | 5 | 1951 | NG | 1 | 2009
City of Oakley | Oakely | KS | IC | RE | 0.9 | 4 | 1956 | NG | 4 | 2011
City of Oakley | Oakely | KS | IC | RE | 1.5 | 7 | 1965 | NG | 1 | 2009
City of Oakley | Oakely | KS | IC | RE | 3.3 | 6 | 1973 | NG | 4 | 2011
Ocean County Utilities Auth | Bayville Central Facility | NJ | IC | RE | 0.6 | 9 | 1988 | DFO | 12 | 2002
Oakwood Hospital Med Center | Oakwood Hospital & Medical Center | MI | IC | RE | 0.3 | 1 | 1972 | DFO | 8 | 2005
Oakwood Hospital Med Center | Oakwood Hospital & Medical Center | MI | IC | RE | 0.5 | 4 | 1989 | NG | 10 | 2004
Oakwood Hospital Med Center | Oakwood Hospital & Medical Center | MI | IC | RE | 0.5 | 4 | 1989 | NG | 10 | 2004
Oakwood Hospital Med Center | Oakwood Hospital & Medical Center | MI | IC | RE | 0.5 | 4 | 1989 | NG | 10 | 2004
City of Oberlin - (OH) | Oberlin | OH | IC | RE | 0.9 | 1 | 1951 | DFO | 12 | 2000
City of Oberlin - (OH) | Oberlin | OH | IC | RE | 0.6 | 1 | 1934 | DFO | 12 | 2000
NRG Cabrillo Power Ops Inc | Division | CA | GT | RE | 16 | 11 | 1968 | DFO | 12 | 2003
NRG Cabrillo Power Ops Inc | Naval Station | CA | GT | RE | 26 | 9 | 1976 | NG | 11 | 2002
NRG Cabrillo Power Ops Inc | North Island | CA | GT | RE | 19 | 6 | 1972 | DFO | 11 | 2002
NRG Cabrillo Power Ops Inc | North Island | CA | GT | RE | 18 | 6 | 1972 | NG | 11 | 2002
NRG Cabrillo Power Ops Inc | Naval Training Center | CA | GT | RE | 16 | 11 | 1968 | NG | 11 | 2002
City of Odessa - (MO) | Odessa | MO | IC | RE | 0.2 | 6 | 1939 | DFO | 3 | 2011
City of Odessa - (MO) | Odessa | MO | IC | RE | 1.2 | 6 | 1957 | DFO | 1 | 2008
Oglethorpe Power Corporation | Rumble Road Energy Center | GA | CA | IP | 220 |  |  | NG
Oglethorpe Power Corporation | Rumble Road Energy Center | GA | CT | IP | 220 |  |  | NG
Oglethorpe Power Corporation | Rumble Road Energy Center | GA | CT | IP | 220 |  |  | NG
Ohio Power Co | Conesville | OH | ST | RE | 148 | 2 | 1959 | BIT | 12 | 2005
Ohio Power Co | Conesville | OH | ST | RE | 136 | 12 | 1957 | BIT | 12 | 2005
Ohio Power Co | Conesville | OH | ST | RE | 161.5 | 10 | 1962 | BIT | 12 | 2012
Oklahoma State University | Oklahoma State University | OK | ST | RE | 1.5 | 6 | 1950 | NG | 1 | 2010
Oklahoma Gas & Electric Co | Arbuckle | OK | ST | RE | 73 | 3 | 1953 | NG | 9 | 2002
Oklahoma Gas & Electric Co | Enid | OK | GT | RE | 15 | 11 | 1965 | NG | 12 | 2012
Oklahoma Gas & Electric Co | Enid | OK | GT | RE | 15 | 11 | 1965 | NG | 12 | 2012
Oklahoma Gas & Electric Co | Enid | OK | GT | RE | 15 | 11 | 1965 | NG | 12 | 2012
Oklahoma Gas & Electric Co | Enid | OK | GT | RE | 15 | 11 | 1965 | NG | 12 | 2012
Oklahoma Gas & Electric Co | Muskogee | OK | ST | RE | 173 | 5 | 1956 | NG | 12 | 2010
Oklahoma Gas & Electric Co | Woodward | OK | GT | RE | 11 | 6 | 1963 | NG | 12 | 2012
Oklahoma Gas & Electric Co | Sooner | OK | ST | IP | 950 |  |  | SUB
Oklahoma Gas & Electric Co | Conoco | OK | GT | RE | 33 | 6 | 1991 | NG | 6 | 2006
Oklahoma Gas & Electric Co | Conoco | OK | GT | RE | 33 | 6 | 1991 | NG | 6 | 2006
City of Orangeburg - (SC) | Rowesville Rd Plant | SC | GT | IP | 4.8 |  |  | NG
City of Orangeburg - (SC) | Rowesville Rd Plant | SC | GT | IP | 4.8 |  |  | NG
NRG Power Midwest LP | Avon Lake | OH | ST | RE | 75 | 1 | 1949 | NG | 1 | 2002
NRG Power Midwest LP | Niles | OH | ST | RE | 132.8 | 1 | 1954 | BIT | 10 | 2012
NRG Power Midwest LP | Niles | OH | ST | RE | 132.8 | 1 | 1954 | BIT | 6 | 2012
NRG Power Midwest LP | F R Phillips | PA | ST | RE | 69 | 1 | 1943 | BIT | 12 | 2002
NRG Power Midwest LP | F R Phillips | PA | ST | RE | 81 | 11 | 1949 | BIT | 12 | 2002
NRG Power Midwest LP | F R Phillips | PA | ST | RE | 81 | 9 | 1950 | BIT | 12 | 2002
NRG Power Midwest LP | F R Phillips | PA | ST | RE | 179 | 2 | 1956 | BIT | 12 | 2002
NRG Power Midwest LP | New Castle Plant | PA | ST | RE | 35 | 11 | 1939 | BIT | 12 | 1993
NRG Power Midwest LP | New Castle Plant | PA | ST | RE | 35 | 11 | 1947 | BIT | 12 | 1993
City of Osage City - (KS) | Osage City | KS | IC | RE | 0.8 | 6 | 2001 | DFO | 1 | 2009
City of Osawatomie - (KS) | Osawatomie City of | KS | IC | RE | 0.4 | 88 | 1934 | DFO | 4 | 1990
City of Osceola - (AR) | Osceola | AR | IC | RE | 1.6 | 5 | 1992 | DFO | 7 | 2012
City of Osceola - (AR) | Osceola | AR | IC | RE | 1.6 | 5 | 1993 | DFO | 7 | 2012
City of Osceola - (AR) | Osceola | AR | IC | RE | 1.6 | 5 | 1999 | DFO | 7 | 2012
Otter Tail Power Co | Hoot Lake | MN | ST | RE | 7.5 | 8 | 1948 | SUB | 12 | 2005
Otter Tail Power Co | Lake Preston | SD | GT | RE | 24.1 | 0 | 1948 | DFO | 1 | 1978
City of Owatonna | Owatonna | MN | ST | RE | 6 | 5 | 1957 | NG | 1 | 2009
City of Owatonna | Owatonna | MN | ST | RE | 20 | 7 | 1969 | NG | 10 | 2011
Oxy Vinyls LP | Deer Park Plant | TX | CA | RE | 10 | 4 | 1948 | NG | 2 | 2004
Oxy Vinyls LP | Deer Park Plant | TX | CA | RE | 10 | 4 | 1948 | NG | 2 | 2004
Oxy Vinyls LP | Deer Park Plant | TX | CA | RE | 10 | 4 | 1948 | NG | 2 | 2004
Oxy Vinyls LP | Deer Park Plant | TX | CT | RE | 81 | 12 | 1985 | NG | 2 | 2004
City of Owensville - (MO) | Owensville | MO | IC | RE | 1.8 | 5 | 1998 | DFO | 8 | 2011
City of Owensville - (MO) | Owensville | MO | IC | RE | 1.3 | 6 | 1989 | DFO | 8 | 2011
City of Owensville - (MO) | Owensville | MO | IC | RE | 1.8 | 9 | 1998 | DFO | 8 | 2011
City of Owensville - (MO) | Owensville | MO | IC | RE | 1.3 | 7 | 1966 | DFO | 8 | 2011
City of Owensville - (MO) | Owensville | MO | IC | RE | 1.8 | 10 | 1999 | DFO | 8 | 2011
City of Owensville - (MO) | Owensville | MO | IC | RE | 1.8 | 10 | 1999 | DFO | 8 | 2011
City of Oxford - (KS) | Oxford | KS | IC | RE | 1.1 | 5 | 1986 | DFO | 12 | 2005
City of Oxford - (KS) | Oxford | KS | IC | RE | 1.1 | 5 | 1986 | DFO | 12 | 2005
City of Oxford - (KS) | Oxford | KS | IC | RE | 1.1 | 5 | 1986 | DFO | 12 | 2005
PSEG Power New York Inc | Bethlehem Energy Center | NY | ST | RE | 100 | 10 | 1952 | NG | 12 | 2005
PSEG Power New York Inc | Bethlehem Energy Center | NY | ST | RE | 100 | 11 | 1952 | NG | 12 | 2005
PSEG Power New York Inc | Bethlehem Energy Center | NY | ST | RE | 100 | 9 | 1953 | NG | 12 | 2005
PSEG Power New York Inc | Bethlehem Energy Center | NY | ST | RE | 100 | 8 | 1954 | NG | 12 | 2005
Pacific Gas & Electric Co | Humboldt Bay | CA | ST | RE | 51.2 | 12 | 1956 | NG | 9 | 2010
Pacific Gas & Electric Co | Humboldt Bay | CA | ST | RE | 51.2 | 12 | 1958 | NG | 9 | 2010
Pacific Gas & Electric Co | Hunters Point | CA | ST | RE | 107.5 | 12 | 1948 | NG | 5 | 2006
Pacific Gas & Electric Co | Hunters Point | CA | ST | RE | 107.5 | 1 | 1949 | NG | 5 | 2006
Pacific Gas & Electric Co | Hunters Point | CA | ST | RE | 156.2 | 11 | 1958 | NG | 5 | 2006
Pacific Gas & Electric Co | Hunters Point | CA | GT | RE | 56.2 | 6 | 1976 | DFO | 5 | 2006
Pacific Gas & Electric Co | Mobile GT | CA | GT | RE | 13.3 | 8 | 1975 | DFO | 3 | 2007
Pacific Gas & Electric Co | Mobile GT | CA | GT | RE | 13.3 | 8 | 1975 | DFO | 9 | 2010
Pacific Gas & Electric Co | Mobile GT | CA | GT | RE | 13.3 | 6 | 1976 | DFO | 9 | 2010
Pacific Gas & Electric Co | TESLA Power Project | CA | CT | IP | 188 |  |  | NG
Pacific Gas & Electric Co | TESLA Power Project | CA | CT | IP | 188 |  |  | NG
Pacific Gas & Electric Co | TESLA Power Project | CA | CT | IP | 188 |  |  | NG
Pacific Gas & Electric Co | TESLA Power Project | CA | CT | IP | 188 |  |  | NG
Pacific Gas & Electric Co | TESLA Power Project | CA | CA | IP | 285 |  |  | NG
Pacific Gas & Electric Co | TESLA Power Project | CA | CA | IP | 285 |  |  | NG
Pacific Gas & Electric Co | Britton Powerhouse | CA | HY | IP | 2.8 |  |  | WAT
Pacific Gas & Electric Co | Chalk Mountain Powerhouse | CA | HY | IP | 2.2 |  |  | WAT
Pacific Gas & Electric Co | Rock Creek Dam | CA | HY | IP | 3.6 |  |  | WAT
Pacific Gas & Electric Co | Giffen | CA | PV | IP | 10 |  |  | SUN
PacifiCorp | Cove | ID | HY | RE | 7.5 | 88 | 1917 | WAT | 12 | 2006 | 82.6667 |  | 7.5 | 620
PacifiCorp | Powerdale | OR | HY | RE | 6 | 5 | 1923 | WAT | 2 | 2007 | 83.75 |  | 6 | 502.5
PacifiCorp | Condit | WA | HY | RE | 7 | 4 | 1913 | WAT | 10 | 2011 | 98.5 |  | 7 | 689.5
PacifiCorp | Condit | WA | HY | RE | 6.7 | 4 | 1913 | WAT | 10 | 2011 | 98.5 |  | 6.7 | 659.95
PacifiCorp | Little Mountain | UT | GT | RE | 16 | 3 | 1971 | NG | 12 | 2011
Paragould Light & Water Comm | Paragould | AR | IC | RE | 0.4 | 1 | 1939 | DFO | 1 | 2002
Paragould Light & Water Comm | Paragould | AR | IC | RE | 1.1 | 2 | 1961 | DFO | 1 | 2002
Paragould Light & Water Comm | Paragould | AR | IC | RE | 0.8 | 5 | 1946 | DFO | 1 | 2002
Paragould Light & Water Comm | Paragould | AR | IC | RE | 0.8 | 7 | 1946 | DFO | 9 | 2002
Paragould Light & Water Comm | Paragould | AR | IC | RE | 1 | 10 | 1949 | DFO | 1 | 2002
City of Pasadena - (CA) | Broadway | CA | ST | RE | 46 | 3 | 1955 | NG | 12 | 2002
City of Pasadena - (CA) | Broadway | CA | ST | RE | 46 | 7 | 1957 | NG | 12 | 2002
PUD No 2 of Grant County | Wanapum | WA | HY | RE | 103.8 | 9 | 1963 | WAT | 12 | 2012 | 49.25 |  | 103.8 | 5112.15
PUD No 2 of Grant County | Wanapum | WA | HY | RE | 103.8 | 9 | 1963 | WAT | 2 | 2012 | 48.4167 |  | 103.8 | 5025.65
PUD No 2 of Grant County | Wanapum | WA | HY | RE | 103.8 | 9 | 1963 | WAT | 4 | 2011 | 47.5833 |  | 103.8 | 4939.15
PUD No 2 of Grant County | Wanapum | WA | HY | RE | 103.8 | 11 | 1963 | WAT | 6 | 2010 | 46.5833 |  | 103.8 | 4835.35
PUD No 2 of Grant County | Randolph Road | WA | IC | RE | 1.6 | 8 | 2001 | DFO | 10 | 2007
PUD No 2 of Grant County | Randolph Road | WA | IC | RE | 1.6 | 8 | 2001 | DFO | 10 | 2007
PUD No 2 of Grant County | Randolph Road | WA | IC | RE | 1.6 | 8 | 2001 | DFO | 10 | 2007
PUD No 2 of Grant County | Randolph Road | WA | IC | RE | 1.6 | 8 | 2001 | DFO | 10 | 2007
PUD No 2 of Grant County | Randolph Road | WA | IC | RE | 1.6 | 8 | 2001 | DFO | 10 | 2007
PUD No 2 of Grant County | Randolph Road | WA | IC | RE | 1.6 | 8 | 2001 | DFO | 10 | 2007
PUD No 2 of Grant County | Randolph Road | WA | IC | RE | 1.6 | 8 | 2001 | DFO | 10 | 2007
PUD No 2 of Grant County | Randolph Road | WA | IC | RE | 1.6 | 8 | 2001 | DFO | 10 | 2007
PUD No 2 of Grant County | Randolph Road | WA | IC | RE | 1.6 | 8 | 2001 | DFO | 10 | 2007
PUD No 2 of Grant County | Randolph Road | WA | IC | RE | 1.6 | 8 | 2001 | DFO | 10 | 2007
PUD No 2 of Grant County | Randolph Road | WA | IC | RE | 1.6 | 8 | 2001 | DFO | 10 | 2007
PUD No 2 of Grant County | Randolph Road | WA | IC | RE | 1.6 | 8 | 2001 | DFO | 10 | 2007
PUD No 2 of Grant County | Randolph Road | WA | IC | RE | 1.6 | 8 | 2001 | DFO | 10 | 2007
PUD No 2 of Grant County | Randolph Road | WA | IC | RE | 1.6 | 8 | 2001 | DFO | 10 | 2007
PUD No 2 of Grant County | Randolph Road | WA | IC | RE | 1.6 | 8 | 2001 | DFO | 10 | 2007
PUD No 2 of Grant County | Randolph Road | WA | IC | RE | 1.6 | 8 | 2001 | DFO | 10 | 2007
PUD No 2 of Grant County | Randolph Road | WA | IC | RE | 1.6 | 8 | 2001 | DFO | 10 | 2007
PUD No 2 of Grant County | Randolph Road | WA | IC | RE | 1.6 | 8 | 2001 | DFO | 10 | 2007
PUD No 2 of Grant County | Randolph Road | WA | IC | RE | 1.6 | 8 | 2001 | DFO | 10 | 2007
PUD No 2 of Grant County | Randolph Road | WA | IC | RE | 1.6 | 8 | 2001 | DFO | 10 | 2007
City of Pella - (IA) | Pella | IA | ST | RE | 11.5 | 5 | 1964 | SUB | 6 | 2012
City of Pella - (IA) | Pella | IA | ST | RE | 26.5 | 7 | 1972 | SUB | 6 | 2012
City of Pella - (IA) | Pella Peaking | IA | IC | RE | 2 | 6 | 2001 | DFO | 9 | 2001
City of Pella - (IA) | Pella Peaking | IA | IC | RE | 2 | 6 | 2001 | DFO | 9 | 2001
PUD No 1 of Pend Oreille County | Sullivan CR | WA | HY | IP | 4.5 |  |  | WAT
PUD No 1 of Pend Oreille County | Sullivan CR | WA | HY | IP | 4.5 |  |  | WAT
City of Peru - (IL) | Peru | IL | IC | RE | 2 | 2 | 2003 | DFO | 4 | 2011
City of Peru - (IL) | Peru | IL | IC | RE | 1.8 | 5 | 2002 | DFO | 11 | 2010
City of Peru - (IL) | Peru | IL | ST | RE | 7.5 | 88 | 1960 | NG | 5 | 2002
City of Peru - (IL) | Peru | IL | IC | RE | 1.8 | 5 | 2002 | DFO | 11 | 2010
City of Peru - (IL) | Peru | IL | IC | RE | 2 | 2 | 2003 | DFO | 11 | 2010
City of Peru - (IL) | Peru | IL | IC | RE | 2 | 2 | 2003 | DFO | 11 | 2010
City of Peru - (IL) | Peru | IL | IC | RE | 6.3 | 9 | 1973 | DFO | 12 | 2011
City of Peru - (IL) | Peru | IL | IC | RE | 1.8 | 6 | 2000 | DFO | 11 | 2010
City of Peru - (IL) | Peru | IL | IC | RE | 1.8 | 6 | 2000 | DFO | 4 | 2011
Pfizer Inc | Pfizer Groton Plant | CT | ST | RE | 2.5 | 1 | 1948 | NG | 1 | 2005
City of Piqua - (OH) | Piqua Power Plant | OH | ST | RE | 0.8 | 12 | 1987 | BIT | 12 | 2007
City of Piqua - (OH) | Piqua Power Plant | OH | ST | RE | 4 | 1 | 1940 | BIT | 12 | 2007
City of Piqua - (OH) | Piqua Power Plant | OH | ST | RE | 7.5 | 1 | 1947 | BIT | 12 | 2007
City of Piqua - (OH) | Piqua Power Plant | OH | ST | RE | 12.5 | 1 | 1951 | BIT | 12 | 2007
City of Piqua - (OH) | Piqua Power Plant | OH | ST | RE | 20 | 1 | 1961 | BIT | 12 | 2007
Platte River Power Authority | Medicine Bow | WY | WT | IP | 0.7 |  |  | WND
Platte River Power Authority | Medicine Bow | WY | WT | IP | 0.7 |  |  | WND
Platte River Power Authority | Medicine Bow | WY | WT | RE | 0.1 | 4 | 1998 | WND | 4 | 2005
Platte River Power Authority | Medicine Bow | WY | WT | RE | 2.5 | 3 | 2005 | WND | 12 | 2011
PSEG Fossil LLC | PSEG Bayonne Generating Station | NJ | GT | RE | 21.2 | 6 | 1970 | KER | 5 | 2006
PSEG Fossil LLC | PSEG Bayonne Generating Station | NJ | GT | RE | 21 | 6 | 1970 | KER | 5 | 2006
PSEG Fossil LLC | PSEG Burlington Generating Station | NJ | CT | RE | 44.8 | 6 | 1993 | NG | 4 | 2004
PSEG Fossil LLC | PSEG Burlington Generating Station | NJ | CT | RE | 44.8 | 6 | 1993 | NG | 4 | 2004
PSEG Fossil LLC | PSEG Burlington Generating Station | NJ | CT | RE | 44.8 | 6 | 1993 | NG | 4 | 2004
PSEG Fossil LLC | PSEG Burlington Generating Station | NJ | CT | RE | 44.8 | 6 | 1993 | NG | 4 | 2004
PSEG Fossil LLC | PSEG Burlington Generating Station | NJ | CA | RE | 44.9 | 6 | 1972 | NG | 4 | 2004
PSEG Fossil LLC | PSEG Hudson Generating Station | NJ | ST | RE | 454.7 | 12 | 1964 | NG | 12 | 2011
PSEG Fossil LLC | PSEG Hudson Generating Station | NJ | GT | RE | 115.2 | 12 | 1967 | KER | 10 | 2003
PSEG Fossil LLC | PSEG Kearny Generating Station | NJ | GT | RE | 146.2 | 5 | 1970 | NG | 6 | 2012
PSEG Fossil LLC | PSEG Kearny Generating Station | NJ | GT | RE | 146.2 | 12 | 1969 | NG | 6 | 2012
PSEG Fossil LLC | PSEG Kearny Generating Station | NJ | GT | RE | 54 | 5 | 1973 | NG | 6 | 2001
PSEG Fossil LLC | PSEG Kearny Generating Station | NJ | GT | RE | 54 | 5 | 1973 | NG | 6 | 2001
PSEG Fossil LLC | PSEG Kearny Generating Station | NJ | GT | RE | 54 | 5 | 1973 | NG | 6 | 2001
PSEG Fossil LLC | PSEG Kearny Generating Station | NJ | GT | RE | 54 | 5 | 1973 | NG | 6 | 2001
PSEG Fossil LLC | PSEG Kearny Generating Station | NJ | ST | RE | 147 | 3 | 1953 | RFO | 6 | 2005
PSEG Fossil LLC | PSEG Kearny Generating Station | NJ | ST | RE | 147 | 1 | 1953 | RFO | 6 | 2005
PSEG Fossil LLC | PSEG Linden Generating Station | NJ | ST | RE | 181.4 | 5 | 1957 | RFO | 4 | 2006
PSEG Fossil LLC | PSEG Linden Generating Station | NJ | ST | RE | 181.4 | 12 | 1957 | RFO | 4 | 2006
PCS Nitrogen LP | PCS Nitrogen Fertilizer LP | LA | GT | RE | 26 | 11 | 1986 | NG | 12 | 2005
City of Portland - (MI) | Frank Jenkins | MI | IC | RE | 0.3 | 6 | 1935 | DFO | 8 | 2002
Portland General Electric Co | Bull Run | OR | HY | RE | 5.2 | 12 | 1922 | WAT | 5 | 2008 | 85.4167 |  | 5.2 | 444.1667
Portland General Electric Co | Bull Run | OR | HY | RE | 5.2 | 10 | 1912 | WAT | 5 | 2008 | 95.5833 |  | 5.2 | 497.0333
Portland General Electric Co | Bull Run | OR | HY | RE | 5.2 | 10 | 1912 | WAT | 5 | 2008 | 95.5833 |  | 5.2 | 497.0333
Portland General Electric Co | Bull Run | OR | HY | RE | 5.2 | 10 | 1912 | WAT | 5 | 2008 | 95.5833 |  | 5.2 | 497.0333
Potomac Power Resources | Benning | DC | ST | RE | 290 | 6 | 1968 | DFO | 5 | 2012
Potomac Power Resources | Benning | DC | ST | RE | 290 | 5 | 1972 | DFO | 5 | 2012
Potomac Power Resources | Buzzard Point | DC | GT | RE | 18 | 5 | 1968 | DFO | 5 | 2012
Potomac Power Resources | Buzzard Point | DC | GT | RE | 18 | 5 | 1968 | DFO | 5 | 2012
Potomac Power Resources | Buzzard Point | DC | GT | RE | 18 | 5 | 1968 | DFO | 5 | 2008
Potomac Power Resources | Buzzard Point | DC | GT | RE | 18 | 5 | 1968 | DFO | 5 | 2012
Potomac Power Resources | Buzzard Point | DC | GT | RE | 18 | 5 | 1968 | DFO | 5 | 2012
Potomac Power Resources | Buzzard Point | DC | GT | RE | 18 | 5 | 1968 | DFO | 5 | 2012
Potomac Power Resources | Buzzard Point | DC | GT | RE | 18 | 5 | 1968 | DFO | 5 | 2012
Potomac Power Resources | Buzzard Point | DC | GT | RE | 18 | 5 | 1968 | DFO | 5 | 2012
Potomac Power Resources | Buzzard Point | DC | GT | RE | 18 | 6 | 1968 | DFO | 5 | 2012
Potomac Power Resources | Buzzard Point | DC | GT | RE | 18 | 6 | 1968 | DFO | 5 | 2012
Potomac Power Resources | Buzzard Point | DC | GT | RE | 18 | 6 | 1968 | DFO | 5 | 2012
Potomac Power Resources | Buzzard Point | DC | GT | RE | 18 | 6 | 1968 | DFO | 5 | 2012
Potomac Power Resources | Buzzard Point | DC | GT | RE | 18 | 6 | 1968 | DFO | 5 | 2012
Potomac Power Resources | Buzzard Point | DC | GT | RE | 18 | 6 | 1968 | DFO | 5 | 2012
Potomac Power Resources | Buzzard Point | DC | GT | RE | 18 | 6 | 1968 | DFO | 5 | 2012
Potomac Power Resources | Buzzard Point | DC | GT | RE | 18 | 6 | 1968 | DFO | 5 | 2012
PPL Martins Creek LLC | PPL Martins Creek | PA | ST | RE | 156.2 | 9 | 1954 | BIT | 9 | 2007
PPL Martins Creek LLC | PPL Martins Creek | PA | ST | RE | 156.2 | 6 | 1956 | BIT | 9 | 2007
PPL Martins Creek LLC | PPL Martins Creek | PA | IC | RE | 2.7 | 2 | 1967 | DFO | 9 | 2007
PPL Martins Creek LLC | PPL Martins Creek | PA | IC | RE | 2.7 | 2 | 1967 | DFO | 9 | 2007
New York Power Authority | Kensico | NY | HY | RE | 1 | 7 | 1983 | WAT | 9 | 2012 | 29.1667 |  | 1 | 29.1667
New York Power Authority | Kensico | NY | HY | RE | 1 | 7 | 1983 | WAT | 9 | 2012 | 29.1667 |  | 1 | 29.1667
New York Power Authority | Kensico | NY | HY | RE | 1 | 7 | 1983 | WAT | 9 | 2012 | 29.1667 |  | 1 | 29.1667
New York Power Authority | Charles Poletti | NY | ST | RE | 883 | 3 | 1977 | RFO | 2 | 2010
City of Pratt- (KS) | Pratt | KS | ST | RE | 3 | 99 | 1938 | NG | 5 | 2004
City of Pratt- (KS) | Pratt | KS | ST | RE | 5 | 3 | 1953 | NG | 12 | 2012
Preston Public Utilities Comm | Preston | MN | IC | RE | 0.1 | 88 | 1935 | DFO | 9 | 2001
Preston Public Utilities Comm | Preston | MN | IC | RE | 0.2 | 88 | 1935 | DFO | 9 | 2001
Preston Public Utilities Comm | Preston | MN | IC | RE | 0.3 | 88 | 1939 | DFO | 9 | 2001
Town of Princeton - (MA) | Princeton Wind Farm | MA | WT | RE | 0.3 | 10 | 1984 | WND | 10 | 2003
City of Primghar - (IA) | Primghar | IA | IC | RE | 0.1 | 88 | 1938 | DFO | 7 | 2004
Princeton Public Utils Comm | Princeton | MN | IC | RE | 0.1 | 9 | 1938 | DFO | 12 | 2002
Princeton Public Utils Comm | Princeton | MN | IC | RE | 0.1 | 9 | 1938 | DFO | 12 | 2002
Iberdrola Renewables Inc | Phoenix Wind Power LLC | CA | WT | RE | 2.1 | 6 | 1999 | WND | 12 | 2009
Iberdrola Renewables Inc | Jordanville Wind Farm | NY | WT | IP | 80 |  |  | WND
Iberdrola Renewables Inc | Lakeview Cogeneration LLC | OR | ST | IP | 26.8 |  |  | OBS
Iberdrola Renewables Inc | Dry Lake Solar | AZ | PV | IP | 50 |  |  | SUN
Iberdrola Renewables Inc | Tierra Bonita Solar | CA | PV | IP | 22 |  |  | SUN
Iberdrola Renewables Inc | Klamath Solar | OR | PV | IP | 5 |  |  | SUN
Public Service Co of Colorado | Arapahoe | CO | ST | RE | 44 | 0 | 1950 | SUB | 12 | 2002
Public Service Co of Colorado | Arapahoe | CO | ST | RE | 44 | 0 | 1951 | SUB | 12 | 2002
Public Service Co of Colorado | Cameo | CO | ST | RE | 25 | 0 | 1957 | BIT | 12 | 2010
Public Service Co of Colorado | Cameo | CO | ST | RE | 50 | 0 | 1960 | BIT | 12 | 2010
Public Service Co of Colorado | Cherokee | CO | ST | RE | 125 | 6 | 1957 | BIT | 4 | 2012
Public Service Co of Colorado | Cherokee | CO | ST | RE | 125 | 6 | 1959 | BIT | 10 | 2011
Public Service Co of Colorado | Zuni | CO | ST | RE | 40.2 | 0 | 1948 | NG | 1 | 2010
Public Service Co of Colorado | Tacoma | CO | HY | RE | 3.5 | 6 | 1949 | WAT | 12 | 2007 | 58.5 |  | 3.5 | 204.75
Duke Energy Indiana Inc | Edwardsport | IN | ST | RE | 35 | 7 | 1944 | DFO | 3 | 2011
Duke Energy Indiana Inc | Edwardsport | IN | ST | RE | 40.2 | 1 | 1949 | BIT | 3 | 2011
Duke Energy Indiana Inc | Edwardsport | IN | ST | RE | 69 | 12 | 1951 | BIT | 3 | 2011
Duke Energy Indiana Inc | Miami Wabash | IN | GT | RE | 18 | 6 | 1968 | DFO | 6 | 2011
Duke Energy Indiana Inc | R Gallagher | IN | ST | RE | 150 | 6 | 1959 | BIT | 2 | 2012
Duke Energy Indiana Inc | R Gallagher | IN | ST | RE | 150 | 4 | 1960 | BIT | 2 | 2012
Duke Energy Indiana Inc | NA 1 | IN | GT | IP | 318 |  |  | NG
Duke Energy Indiana Inc | NA 1 | IN | GT | IP | 259 |  |  | NG
Duke Energy Indiana Inc | NA 1 | IN | GT | IP | 259 |  |  | NG
Duke Energy Indiana Inc | NA 1 | IN | GT | IP | 239 |  |  | NG
Duke Energy Indiana Inc | NA 1 | IN | GT | IP | 239 |  |  | NG
Duke Energy Indiana Inc | NA 1 | IN | GT | IP | 239 |  |  | NG
Duke Energy Indiana Inc | NA 1 | IN | GT | IP | 239 |  |  | NG
Duke Energy Indiana Inc | NA 1 | IN | GT | IP | 239 |  |  | NG
Duke Energy Indiana Inc | NA 1 | IN | GT | IP | 96 |  |  | NG
Duke Energy Indiana Inc | NA 1 | IN | GT | IP | 96 |  |  | NG
Duke Energy Indiana Inc | NA 1 | IN | GT | IP | 96 |  |  | NG
Duke Energy Indiana Inc | NA 1 | IN | GT | IP | 185 |  |  | NG
Duke Energy Indiana Inc | NA 1 | IN | GT | IP | 185 |  |  | NG
Duke Energy Indiana Inc | NA 1 | IN | GT | IP | 185 |  |  | NG
Duke Energy Indiana Inc | NA 1 | IN | GT | IP | 552 |  |  | NG
Duke Energy Indiana Inc | NA 1 | IN | GT | IP | 259 |  |  | NG
Public Service Co of NM | Las Vegas | NM | GT | RE | 20 | 1 | 1973 | DFO | 4 | 2011
Public Service Co of NM | Afton Generating Station | NM | CT | IP | 177 |  |  | NG
Public Service Co of NM | Eddy County Generating Station | NM | GT | IP | 44 |  |  | NG
Public Service Co of Oklahoma | Tulsa | OK | ST | RE | 95 | 1 | 1948 | NG | 2 | 2012
Puget Sound Energy Inc | White River | WA | HY | RE | 15 | 88 | 1912 | WAT | 1 | 2004 | 84.75 |  | 15 | 1271.25
Puget Sound Energy Inc | White River | WA | HY | RE | 15 | 88 | 1912 | WAT | 1 | 2004 | 84.75 |  | 15 | 1271.25
Puget Sound Energy Inc | White River | WA | HY | RE | 20 | 88 | 1918 | WAT | 1 | 2004 | 78.75 |  | 20 | 1575
Puget Sound Energy Inc | White River | WA | HY | RE | 20 | 88 | 1924 | WAT | 1 | 2004 | 72.75 |  | 20 | 1455
Village of Rantoul - (IL) | Rantoul | IL | IC | RE | 1.5 | 7 | 1964 | DFO | 10 | 2012
Raton Public Service Company | Raton | NM | ST | RE | 1.5 | 9 | 1937 | BIT | 12 | 1970
Raton Public Service Company | Raton | NM | ST | RE | 3.7 | 10 | 1951 | BIT | 12 | 1996
Raton Public Service Company | Raton | NM | ST | RE | 7.5 | 3 | 1961 | BIT | 1 | 2010
Rayonier Performance Fibers, LLC | Rayonier Jesup Mill | GA | ST | RE | 5 | 6 | 1954 | WDS | 6 | 2000
Rayonier Performance Fibers, LLC | Rayonier Fernandina Mill | FL | ST | RE | 5 | 12 | 1939 | RFO | 12 | 2005
City of Red Bud - (IL) | Red Bud | IL | IC | RE | 0.5 | 3 | 1948 | DFO | 10 | 2001
City of Red Bud - (IL) | Red Bud | IL | IC | RE | 1 | 9 | 1953 | DFO | 10 | 2001
Redwood Falls Public Util Comm | Redwood Falls | MN | HY | RE | 0.5 | 1 | 1930 | WAT | 12 | 2010 | 80.9167 |  | 0.5 | 40.4583
City of Rensselaer - (IN) | Rensselaer City Light Plant | IN | IC | RE | 3 | 1 | 1964 | DFO | 9 | 2003
NRG California South LP | Etiwanda Generating Station | CA | ST | RE | 123 | 7 | 1953 | NG | 10 | 2003
NRG California South LP | Etiwanda Generating Station | CA | ST | RE | 123 | 11 | 1953 | NG | 10 | 2003
NRG California South LP | Etiwanda Generating Station | CA | GT | RE | 138.1 | 1 | 1969 | NG | 12 | 2003
Resource Technology Corp | Biodyne Congress | IL | GT | RE | 5 | 9 | 2001 | LFG | 12 | 2006
Resource Technology Corp | Biodyne Congress | IL | GT | RE | 5 | 9 | 2001 | LFG | 12 | 2006
Resource Technology Corp | Biodyne Congress | IL | GT | RE | 5 | 12 | 2001 | LFG | 12 | 2006
Resource Technology Corp | Biodyne Lansing | IL | IC | RE | 0.6 | 7 | 1997 | LFG | 9 | 2006
Resource Technology Corp | Biodyne Lansing | IL | IC | RE | 0.7 | 7 | 1997 | NG | 9 | 2006
Resource Technology Corp | Biodyne Lansing | IL | IC | RE | 0.7 | 7 | 1997 | NG | 9 | 2006
Resource Technology Corp | Biodyne Springfield | IL | IC | RE | 0.6 | 2 | 1997 | LFG | 9 | 2006
Resource Technology Corp | Biodyne Springfield | IL | IC | RE | 0.6 | 2 | 1997 | LFG | 9 | 2006
Resource Technology Corp | Biodyne Springfield | IL | IC | RE | 0.6 | 2 | 1997 | LFG | 9 | 2006
Resource Technology Corp | Biodyne Springfield | IL | IC | RE | 0.6 | 2 | 1997 | LFG | 9 | 2006
Resource Technology Corp | Biodyne Springfield | IL | IC | RE | 0.6 | 2 | 1997 | LFG | 9 | 2006
Riverside County Waste Management Dept | RCWMD Badlands Landfill Gas Project | CA | IC | IP | 1.2 |  |  | LFG
Graphic Packaging International | Plant 31 Paper Mill | LA | ST | RE | 6 | 1 | 1928 | NG | 1 | 2011
Graphic Packaging International | Plant 31 Paper Mill | LA | ST | RE | 6 | 1 | 1930 | NG | 1 | 2011
Graphic Packaging International | Plant 31 Paper Mill | LA | ST | RE | 6 | 1 | 1948 | NG | 1 | 2011
Rochelle Municipal Utilities | North Ninth Street | IL | IC | RE | 1 | 6 | 1949 | NG | 10 | 2002
Rochelle Municipal Utilities | South Main Street | IL | ST | RE | 11.5 | 2 | 1962 | NG | 8 | 2003
Rochester Gas & Electric Corp | Rochester 3 | NY | GT | RE | 19 | 6 | 1969 | DFO | 12 | 2011
Rochester Gas & Electric Corp | Rochester 7 | NY | ST | RE | 46 | 11 | 1948 | BIT | 2 | 2008
Rochester Gas & Electric Corp | Rochester 7 | NY | ST | RE | 62.5 | 11 | 1950 | BIT | 3 | 2008
Rochester Gas & Electric Corp | Rochester 7 | NY | ST | RE | 62.5 | 9 | 1953 | BIT | 4 | 2008
Rochester Gas & Electric Corp | Rochester 7 | NY | ST | RE | 81.6 | 2 | 1957 | BIT | 3 | 2008
Saint Agnes Medical Center | Saint Agnes Medical Center | CA | IC | RE | 0.7 | 5 | 1983 | NG | 6 | 2000
City of San Antonio - (TX) | Mission Road | TX | ST | RE | 113.6 | 6 | 1958 | NG | 10 | 2003
City of San Antonio - (TX) | W B Tuttle | TX | ST | RE | 75 | 6 | 1954 | NG | 3 | 2011
City of San Antonio - (TX) | W B Tuttle | TX | ST | RE | 113.6 | 12 | 1956 | NG | 10 | 2007
City of San Antonio - (TX) | W B Tuttle | TX | ST | RE | 113.6 | 3 | 1961 | NG | 3 | 2011
City of San Antonio - (TX) | W B Tuttle | TX | ST | RE | 191.7 | 3 | 1963 | NG | 3 | 2011
San Diego Gas & Electric Co | Silver Gate | CA | ST | RE | 40 | 1 | 1943 | DFO | 1 | 1985
San Diego Gas & Electric Co | Silver Gate | CA | ST | RE | 69 | 5 | 1948 | DFO | 1 | 1985
San Diego Gas & Electric Co | Silver Gate | CA | ST | RE | 69 | 8 | 1950 | DFO | 1 | 1985
San Diego Gas & Electric Co | Silver Gate | CA | ST | RE | 69 | 9 | 1952 | DFO | 1 | 1985
City & County of San Francisco | San Francisco Electric Reliability Proj | CA | GT | IP | 50.5 |  |  | NG
City & County of San Francisco | San Francisco Electric Reliability Proj | CA | GT | IP | 50.5 |  |  | NG
City & County of San Francisco | San Francisco Electric Reliability Proj | CA | GT | IP | 50.5 |  |  | NG
City & County of San Francisco | San Francisco Intl Airport Ct Project | CA | GT | IP | 48 |  |  | NG
San Diego State University | San Diego State University | CA | CT | RE | 2.5 | 1 | 1986 | NG | 12 | 2002
Sappi Cloquet LLC | Sappi Cloquet Mill | MN | ST | RE | 2 | 1 | 1925 | BLQ | 1 | 1988
San Jose/Santa Clara Water P C | SJ/SC WPCP | CA | IC | RE | 0.8 | 2 | 1953 | OBG | 2 | 2008
San Jose/Santa Clara Water P C | SJ/SC WPCP | CA | IC | RE | 1.8 | 3 | 1963 | OBG | 3 | 2008
S D Warren Co.- Westbrook | S D Warren Westbrook | ME | ST | RE | 10 | 3 | 1965 | WDS | 6 | 1999
City of Seaford- (DE) | Seaford | DE | IC | RE | 1.4 | 1 | 1958 | DFO | 11 | 2011
City of Seaford- (DE) | Seaford | DE | IC | RE | 1.4 | 1 | 1954 | DFO | 11 | 2011
City of Seaford- (DE) | Seaford | DE | IC | RE | 1.1 | 1 | 1950 | DFO | 11 | 2011
City of Seaford- (DE) | Seaford | DE | IC | RE | 0.8 | 88 | 1947 | DFO | 12 | 2001
City of Seaford- (DE) | Seaford | DE | IC | RE | 2 | 1 | 1962 | DFO | 11 | 2011
City of Seaford- (DE) | Seaford | DE | IC | RE | 1.1 | 2 | 1989 | DFO | 11 | 2011
City of Seward - (AK) | Seward | AK | IC | RE | 1.5 | 4 | 1965 | DFO | 9 | 2009
City of Seward - (AK) | Seward | AK | IC | RE | 1.5 | 4 | 1965 | DFO | 9 | 2009
City of Shelby - (OH) | Shelby Municipal Light Plant | OH | ST | RE | 5 | 4 | 1948 | BIT | 4 | 2012
Sherman Hospital | Sherman Hospital | IL | IC | RE | 0.8 | 11 | 1989 | NG | 4 | 2012
Sherman Hospital | Sherman Hospital | IL | IC | RE | 0.8 | 11 | 1989 | NG | 4 | 2012
Shell Oil Co-Deer Park | Shell Deer Park | TX | ST | RE | 5 | 6 | 1943 | PUR | 12 | 1986
Sierra Pacific Industries Inc | Sierra Pacific Lincoln Facility | CA | ST | RE | 11.5 | 6 | 1997 | WDS | 3 | 2004
Sierra Pacific Industries Inc | Sierra Pacific Lincoln Facility | CA | ST | RE | 1.5 | 2 | 1999 | WDS | 5 | 2004
Sierra Pacific Industries Inc | Sierra Pacific Loyalton Facility | CA | ST | RE | 20 | 9 | 1989 | WDS | 8 | 2010
Sierra Pacific Industries Inc | SPI - Everett | WA | ST | IP | 28 |  |  | WDS
Sierra Pacific Power Co | Tracy | NV | GT | RE | 12.5 | 8 | 1961 | DFO | 12 | 2010
Sierra Pacific Power Co | Tracy | NV | GT | RE | 12.5 | 1 | 1962 | DFO | 12 | 2010
Sierra Pacific Power Co | Battle Mountain | NV | IC | RE | 2 | 1 | 1967 | DFO | 1 | 2011
Sierra Pacific Power Co | Battle Mountain | NV | IC | RE | 2 | 1 | 1967 | DFO | 1 | 2011
Sierra Pacific Power Co | Battle Mountain | NV | IC | RE | 2 | 1 | 1967 | DFO | 1 | 2011
Sierra Pacific Power Co | Battle Mountain | NV | IC | RE | 2 | 1 | 1967 | DFO | 1 | 2011
Sierra Pacific Power Co | Fallon | NV | IC | RE | 2 | 1 | 1966 | DFO | 12 | 1998
Sierra Pacific Power Co | Farad | CA | HY | RE | 1.4 | 1 | 1933 | WAT | 5 | 2006 | 73.3333 |  | 1.4 | 102.6667
Sierra Pacific Power Co | Farad | CA | HY | RE | 1.4 | 1 | 1933 | WAT | 5 | 2006 | 73.3333 |  | 1.4 | 102.6667
Sierra Pacific Power Co | Portola | CA | IC | RE | 2 | 1 | 1965 | DFO | 1 | 2007
Sierra Pacific Power Co | Portola | CA | IC | RE | 2 | 1 | 1965 | DFO | 1 | 2007
Sierra Pacific Power Co | Portola | CA | IC | RE | 2 | 1 | 1965 | DFO | 1 | 2007
Sierra Pacific Power Co | Valley Road | NV | IC | RE | 2 | 1 | 1960 | DFO | 1 | 2011
Sierra Pacific Power Co | Valley Road | NV | IC | RE | 2 | 1 | 1960 | DFO | 1 | 2011
Sierra Pacific Power Co | Valley Road | NV | IC | RE | 2 | 1 | 1960 | DFO | 1 | 2011
Sierra Pacific Power Co | Winnemucca | NV | GT | RE | 14.9 | 1 | 1970 | NG | 1 | 2011
City of Sikeston - (MO) | Coleman | MO | IC | RE | 2 | 6 | 1965 | DFO | 6 | 2011
City of Sikeston - (MO) | Coleman | MO | IC | RE | 2.3 | 6 | 1967 | DFO | 6 | 2011
NRG REMA LLC | Sayreville | NJ | ST | RE | 125 | 4 | 1955 | DFO | 2 | 2004
NRG REMA LLC | Sayreville | NJ | ST | RE | 125 | 10 | 1958 | NG | 2 | 2004
NRG REMA LLC | Warren | PA | ST | RE | 42 | 9 | 1948 | BIT | 9 | 2002
NRG REMA LLC | Warren | PA | ST | RE | 42 | 3 | 1949 | BIT | 9 | 2002
NRG REMA LLC | Wayne | PA | GT | RE | 53 | 8 | 1972 | DFO | 2 | 2004
Sleepy Eye Public Utility Comm | Sleepy Eye | MN | IC | RE | 1.5 | 7 | 1961 | DFO | 6 | 2010
South Oak Hospital | South Oaks Hospital | NY | IC | RE | 0.6 | 6 | 1990 | NG | 12 | 2005
South Oak Hospital | South Oaks Hospital | NY | IC | RE | 0.6 | 6 | 1990 | NG | 10 | 2006
South Carolina Electric&Gas Co | Burton | SC | GT | RE | 11.5 | 10 | 1961 | NG | 1 | 2008
South Carolina Electric&Gas Co | Burton | SC | GT | RE | 11.5 | 8 | 1963 | NG | 1 | 2008
South Carolina Electric&Gas Co | Burton | SC | GT | RE | 11.5 | 8 | 1963 | NG | 1 | 2008
South Carolina Electric&Gas Co | Canadys Steam | SC | ST | RE | 136 | 4 | 1962 | BIT | 12 | 2012
South Carolina Electric&Gas Co | Faber Place | SC | GT | RE | 11.5 | 10 | 1961 | NG | 1 | 2008
South Carolina Electric&Gas Co | NA 1 | SC | GT | IP | 170 |  |  | NG
South Carolina Electric&Gas Co | NA 5 | SC | GT | IP | 170 |  |  | NG
South Carolina Electric&Gas Co | NA 8 | SC | GT | IP | 170 |  |  | NG
South Carolina Public Service Authority | Dolphus M Grainger | SC | ST | RE | 81.6 | 6 | 1966 | BIT | 12 | 2012
South Carolina Public Service Authority | Dolphus M Grainger | SC | ST | RE | 81.6 | 6 | 1966 | BIT | 12 | 2012
South Carolina Public Service Authority | Jefferies | SC | ST | RE | 172.8 | 1 | 1970 | BIT | 12 | 2012
South Carolina Public Service Authority | Jefferies | SC | ST | RE | 172.8 | 1 | 1970 | BIT | 12 | 2012
South Carolina Public Service Authority | John S Rainey | SC | GT | IP | 170 |  |  | NG
South Carolina Public Service Authority | John S Rainey | SC | CT | IP | 170 |  |  | NG
South Carolina Public Service Authority | John S Rainey | SC | CT | IP | 170 |  |  | NG
South Carolina Public Service Authority | John S Rainey | SC | CA | IP | 190 |  |  | NG
South Carolina Public Service Authority | Sediver | SC | CT | IP | 165 |  |  | NG
South Carolina Public Service Authority | Sediver | SC | CT | IP | 165 |  |  | NG
South Carolina Public Service Authority | Sediver | SC | CA | IP | 190 |  |  | NG
South Carolina Public Service Authority | Horry Land Fill Gas Site | SC | IC | IP | 1.1 |  |  | LFG
South Carolina Public Service Authority | Cornell Dubilier | SC | IC | RE | 2.9 | 7 | 2003 | DFO | 5 | 2009
South Houston Green Power LP | Power Station 3 | TX | CA | RE | 22 | 1 | 1964 | NG | 12 | 2004
South Houston Green Power LP | Power Station 3 | TX | CA | RE | 22 | 1 | 1964 | NG | 12 | 2004
South Houston Green Power LP | Power Station 3 | TX | CT | RE | 15.6 | 1 | 1964 | NG | 12 | 2004
South Houston Green Power LP | Power Station 3 | TX | CA | RE | 22 | 1 | 1966 | NG | 12 | 2004
South Houston Green Power LP | Power Station 3 | TX | CT | RE | 15.6 | 1 | 1966 | NG | 12 | 2004
South Houston Green Power LP | Power Station 3 | TX | CT | RE | 20.7 | 1 | 1978 | NG | 12 | 2004
South Mississippi El Pwr Assn | Batesville Generation Facility | MS | CT | IP | 292 |  |  | NG
City of South Norwalk - (CT) | South Norwalk Electric | CT | IC | RE | 5 | 11 | 1972 | DFO | 12 | 2004
City of South Norwalk - (CT) | South Norwalk Electric | CT | IC | RE | 2 | 11 | 1940 | DFO | 12 | 2004
City of South Norwalk - (CT) | South Norwalk Electric | CT | IC | RE | 2 | 3 | 1942 | DFO | 12 | 2004
City of South Norwalk - (CT) | South Norwalk Electric | CT | IC | RE | 3.3 | 11 | 1951 | DFO | 12 | 2004
City of South Norwalk - (CT) | South Norwalk Electric | CT | IC | RE | 4 | 3 | 1960 | DFO | 12 | 2004
City of South Norwalk - (CT) | South Norwalk Electric | CT | GT | RE | 22.8 | 6 | 2003 | DFO | 10 | 2003
Southern California Edison Co | Mountainview Generating Station | CA | ST | RE | 65.3 | 8 | 1957 | NG | 12 | 2002
Southern California Edison Co | Mountainview Generating Station | CA | ST | RE | 65.3 | 7 | 1958 | NG | 12 | 2002
Southern California Edison Co | Mohave | NV | ST | RE | 818.1 | 4 | 1971 | SUB | 7 | 2012
Southern California Edison Co | Mohave | NV | ST | RE | 818.1 | 10 | 1971 | SUB | 7 | 2012
Southern California Edison Co | Pebbly Beach | CA | GT | IP | 0.1 | 12 | 2011 | PG
Southern California Edison Co | Pebbly Beach | CA | GT | IP | 0.1 | 12 | 2011 | PG
Southern California Edison Co | Solar Photovoltaic Project #01 | CA | PV | RE | 0.5 | 11 | 2008 | SUN | 11 | 2011
Southern California Edison Co | Solar Photovoltaic Project #01 | CA | PV | RE | 0.5 | 11 | 2008 | SUN | 11 | 2011
Southern California Edison Co | Solar Photovoltaic Project #01 | CA | PV | RE | 0.5 | 11 | 2008 | SUN | 11 | 2011
Southern California Edison Co | Solar Photovoltaic Project #01 | CA | PV | RE | 0.5 | 11 | 2008 | SUN | 11 | 2011
Southern California Edison Co | Solar Photovoltaic Project #24 | CA | PV | IP | 0.5 |  |  | SUN
Southern California Edison Co | Solar Photovoltaic Project #24 | CA | PV | IP | 0.5 |  |  | SUN
Southern California Edison Co | Solar Photovoltaic Project #24 | CA | PV | IP | 0.5 |  |  | SUN
Southern California Edison Co | Solar Photovoltaic Project #24 | CA | PV | IP | 0.5 |  |  | SUN
Southern California Edison Co | Solar Photovoltaic Project #24 | CA | PV | IP | 0.5 |  |  | SUN
Southern California Edison Co | Solar Photovoltaic Project #24 | CA | PV | IP | 0.5 |  |  | SUN
Southern California Edison Co | Solar Photovoltaic Project #24 | CA | PV | IP | 0.5 |  |  | SUN
Southern California Edison Co | Solar Photovoltaic Project #24 | CA | PV | IP | 0.5 |  |  | SUN
Southern California Edison Co | Solar Photovoltaic Project #04 | CA | PV | IP | 0.5 |  |  | SUN
Southern California Edison Co | Solar Photovoltaic Project #04 | CA | PV | IP | 0.5 |  |  | SUN
Southern California Edison Co | Solar Photovoltaic Project #04 | CA | PV | IP | 0.5 |  |  | SUN
Southern California Edison Co | Solar Photovoltaic Project #08 | CA | PV | IP | 0.5 |  |  | SUN
Southern California Edison Co | Solar Photovoltaic Project #09 | CA | PV | IP | 0.5 |  |  | SUN
Southern California Edison Co | Solar Photovoltaic Project #10 | CA | PV | IP | 0.5 |  |  | SUN
Southern California Edison Co | Solar Photovoltaic Project #12 | CA | PV | IP | 0.5 |  |  | SUN
Southern California Edison Co | Solar Photovoltaic Project #14 | CA | PV | IP | 0.5 |  |  | SUN
Southern California Edison Co | Solar Photovoltaic Project #14 | CA | PV | IP | 0.5 |  |  | SUN
Southern California Edison Co | Solar Photovoltaic Project #14 | CA | PV | IP | 0.5 |  |  | SUN
Southern California Edison Co | Solar Photovoltaic Project #17 | CA | PV | IP | 0.5 |  |  | SUN
Southern California Edison Co | Solar Photovoltaic Project #18 | CA | PV | IP | 0.5 |  |  | SUN
Southern California Edison Co | Solar Photovoltaic Project #19 | CA | PV | IP | 1 |  |  | SUN
Southern California Edison Co | Solar Photovoltaic Project #19 | CA | PV | IP | 0.5 |  |  | SUN
Southern California Edison Co | Solar Photovoltaic Project #19 | CA | PV | IP | 0.5 |  |  | SUN
Southern California Edison Co | Solar Photovoltaic Project #19 | CA | PV | IP | 0.5 |  |  | SUN
Southern California Edison Co | Solar Photovoltaic Project #19 | CA | PV | IP | 0.5 |  |  | SUN
Southern California Edison Co | Solar Photovoltaic Project #19 | CA | PV | IP | 0.5 |  |  | SUN
Southern California Edison Co | Solar Photovoltaic Project #19 | CA | PV | IP | 0.5 |  |  | SUN
Southern California Edison Co | Solar Photovoltaic Project #19 | CA | PV | IP | 0.5 |  |  | SUN
Southern California Edison Co | Solar Photovoltaic Project #19 | CA | PV | IP | 0.5 |  |  | SUN
Southern California Edison Co | Solar Photovoltaic Project #20 | CA | PV | IP | 0.5 |  |  | SUN
Southern California Edison Co | Solar Photovoltaic Project #20 | CA | PV | IP | 0.5 |  |  | SUN
Southern California Edison Co | Solar Photovoltaic Project #20 | CA | PV | IP | 0.5 |  |  | SUN
Southern California Edison Co | Solar Photovoltaic Project #20 | CA | PV | IP | 0.5 |  |  | SUN
Southern California Edison Co | Solar Photovoltaic Project #20 | CA | PV | IP | 0.5 |  |  | SUN
Southern California Edison Co | Solar Photovoltaic Project #20 | CA | PV | IP | 0.5 |  |  | SUN
Southern California Edison Co | Solar Photovoltaic Project #20 | CA | PV | IP | 0.5 |  |  | SUN
Southern California Edison Co | Solar Photovoltaic Project #21 | CA | PV | IP | 0.5 |  |  | SUN
Southern California Edison Co | Solar Photovoltaic Project #21 | CA | PV | IP | 0.5 |  |  | SUN
Southern California Edison Co | Solar Photovoltaic Project #21 | CA | PV | IP | 0.5 |  |  | SUN
Southern California Edison Co | Solar Photovoltaic Project #21 | CA | PV | IP | 0.5 |  |  | SUN
Southern California Edison Co | Solar Photovoltaic Project #21 | CA | PV | IP | 0.5 |  |  | SUN
Southern California Edison Co | Solar Photovoltaic Project #23 | CA | PV | IP | 0.5 |  |  | SUN
Southern California Edison Co | Solar Photovoltaic Project #27 | CA | PV | IP | 0.5 |  |  | SUN
Southern California Edison Co | Solar Photovoltaic Project #27 | CA | PV | IP | 0.5 |  |  | SUN
Southern California Edison Co | Solar Photovoltaic Project #28 | CA | PV | IP | 0.5 |  |  | SUN
Southern California Edison Co | Solar Photovoltaic Project #25 | CA | PV | IP | 0.5 |  |  | SUN
Southern California Edison Co | Solar Photovoltaic Project #25 | CA | PV | IP | 0.5 |  |  | SUN
Southern California Edison Co | Solar Photovoltaic Project #25 | CA | PV | IP | 0.5 |  |  | SUN
Southern California Edison Co | Solar Photovoltaic Project #25 | CA | PV | IP | 0.5 |  |  | SUN
Southern California Edison Co | Solar Photovoltaic Project #25 | CA | PV | IP | 0.5 |  |  | SUN
Southern California Edison Co | Solar Photovoltaic Project #25 | CA | PV | IP | 0.5 |  |  | SUN
Southern California Edison Co | Solar Photovoltaic Project #25 | CA | PV | IP | 0.5 |  |  | SUN
Southern California Edison Co | Solar Photovoltaic Project #25 | CA | PV | IP | 0.5 |  |  | SUN
Southern California Edison Co | Solar Photovoltaic Project #25 | CA | PV | IP | 0.5 |  |  | SUN
Southern California Edison Co | Solar Photovoltaic Project #30 | CA | PV | IP | 0.5 |  |  | SUN
Southern California Edison Co | Solar Photovoltaic Project #30 | CA | PV | IP | 0.5 |  |  | SUN
Southern California Edison Co | Solar Photovoltaic Project #30 | CA | PV | IP | 0.5 |  |  | SUN
Southern California Edison Co | Solar Photovoltaic Project #31 | CA | PV | IP | 0.5 |  |  | SUN
Southern California Edison Co | Solar Photovoltaic Project #31 | CA | PV | IP | 0.5 |  |  | SUN
Southern California Edison Co | SPVP #35 | CA | PV | IP | 0.5 |  |  | SUN
Southern California Edison Co | SPVP #35 | CA | PV | IP | 0.5 |  |  | SUN
Southern California Edison Co | SPVP #35 | CA | PV | IP | 0.5 |  |  | SUN
Southern California Edison Co | SPVP #35 | CA | PV | IP | 0.5 |  |  | SUN
Southern California Edison Co | SPVP #35 | CA | PV | IP | 0.5 |  |  | SUN
Southern California Edison Co | SPVP #35 | CA | PV | IP | 0.5 |  |  | SUN
Southern California Edison Co | SPVP #35 | CA | PV | IP | 0.5 |  |  | SUN
Southern California Edison Co | SPVP #35 | CA | PV | IP | 0.5 |  |  | SUN
Southern California Edison Co | SPVP #35 | CA | PV | IP | 0.5 |  |  | SUN
Southern California Edison Co | SPVP #35 | CA | PV | IP | 0.5 |  |  | SUN
Southern California Edison Co | SPVP #35 | CA | PV | IP | 0.5 |  |  | SUN
Southern California Edison Co | SPVP #35 | CA | PV | IP | 0.5 |  |  | SUN
Southern California Edison Co | SPVP #35 | CA | PV | IP | 0.5 |  |  | SUN
Southern California Edison Co | SPVP #35 | CA | PV | IP | 0.5 |  |  | SUN
Southern California Edison Co | Solar Photovoltaic Project #40 | CA | PV | IP | 0.5 |  |  | SUN
Southern California Edison Co | Solar Photovoltaic Project #40 | CA | PV | IP | 0.5 |  |  | SUN
Southern California Edison Co | Solar Photovoltaic Project #40 | CA | PV | IP | 0.5 |  |  | SUN
Southern California Edison Co | Solar Photovoltaic Project #40 | CA | PV | IP | 0.5 |  |  | SUN
Southern California Edison Co | Solar Photovoltaic Project #40 | CA | PV | IP | 0.5 |  |  | SUN
Southern California Edison Co | Solar Photovoltaic Project #40 | CA | PV | IP | 0.5 |  |  | SUN
Southern California Edison Co | Solar Photovoltaic Project #40 | CA | PV | IP | 0.5 |  |  | SUN
Southern California Edison Co | Solar Photovoltaic Project #40 | CA | PV | IP | 0.5 |  |  | SUN
Southern California Edison Co | Solar Photovoltaic Project #40 | CA | PV | IP | 0.5 |  |  | SUN
Southern California Edison Co | Solar Photovoltaic Project #40 | CA | PV | IP | 0.5 |  |  | SUN
Southern California Edison Co | Solar Photovoltaic Project #40 | CA | PV | IP | 0.5 |  |  | SUN
Southern California Edison Co | Solar Photovoltaic Project #40 | CA | PV | IP | 0.5 |  |  | SUN
Southern California Edison Co | Solar Photovoltaic Project #40 | CA | PV | IP | 0.5 |  |  | SUN
Southern California Edison Co | Solar Photovoltaic Project #40 | CA | PV | IP | 0.5 |  |  | SUN
Southern California Edison Co | Solar Photovoltaic Project #40 | CA | PV | IP | 0.5 |  |  | SUN
Southern California Edison Co | Solar Photovoltaic Project #40 | CA | PV | IP | 0.5 |  |  | SUN
Southern California Edison Co | Solar Photovoltaic Project #40 | CA | PV | IP | 0.5 |  |  | SUN
Southern California Edison Co | Solar Photovoltaic Project #40 | CA | PV | IP | 0.5 |  |  | SUN
Southern California Edison Co | Solar Photovoltaic Project #40 | CA | PV | IP | 0.5 |  |  | SUN
Southern California Edison Co | Solar Photovoltaic Project #40 | CA | PV | IP | 0.5 |  |  | SUN
Southern California Edison Co | Solar Photovoltaic Project #41 | CA | PV | IP | 0.5 |  |  | SUN
Southern California Edison Co | Solar Photovoltaic Project #41 | CA | PV | IP | 0.5 |  |  | SUN
Southern California Edison Co | Solar Photovoltaic Project #41 | CA | PV | IP | 0.5 |  |  | SUN
Southern California Edison Co | Solar Photovoltaic Project #41 | CA | PV | IP | 0.5 |  |  | SUN
Southern California Edison Co | Solar Photovoltaic Project #41 | CA | PV | IP | 0.5 |  |  | SUN
Southern California Edison Co | Solar Photovoltaic Project #41 | CA | PV | IP | 0.5 |  |  | SUN
Southern California Edison Co | Solar Photovoltaic Project #41 | CA | PV | IP | 0.5 |  |  | SUN
Southern California Edison Co | Solar Photovoltaic Project #41 | CA | PV | IP | 0.5 |  |  | SUN
Southern California Edison Co | Solar Photovoltaic Project #41 | CA | PV | IP | 0.5 |  |  | SUN
Southern California Edison Co | Solar Photovoltaic Project #41 | CA | PV | IP | 0.5 |  |  | SUN
Southern California Edison Co | Solar Photovoltaic Project #41 | CA | PV | IP | 0.5 |  |  | SUN
Southern California Edison Co | Solar Photovoltaic Project #41 | CA | PV | IP | 0.5 |  |  | SUN
Southern California Edison Co | Solar Photovoltaic Project #41 | CA | PV | IP | 0.5 |  |  | SUN
Southern California Edison Co | Solar Photovoltaic Project #41 | CA | PV | IP | 0.5 |  |  | SUN
Southern California Edison Co | Solar Photovoltaic Project #41 | CA | PV | IP | 0.5 |  |  | SUN
Southern California Edison Co | Solar Photovoltaic Project #41 | CA | PV | IP | 0.5 |  |  | SUN
Southern California Edison Co | Solar Photovoltaic Project #41 | CA | PV | IP | 0.5 |  |  | SUN
Southern California Edison Co | Solar Photovoltaic Project #41 | CA | PV | IP | 0.5 |  |  | SUN
Southern California Edison Co | Solar Photovoltaic Project #41 | CA | PV | IP | 0.5 |  |  | SUN
Southern California Edison Co | Solar Photovoltaic Project #41 | CA | PV | IP | 0.5 |  |  | SUN
Southern California Edison Co | Solar Photovoltaic Project #45 | CA | PV | IP | 0.5 |  |  | SUN
Southern California Edison Co | Solar Photovoltaic Project #45 | CA | PV | IP | 0.5 |  |  | SUN
Southern California Edison Co | Solar Photovoltaic Project #45 | CA | PV | IP | 0.5 |  |  | SUN
Southern California Edison Co | Solar Photovoltaic Project #45 | CA | PV | IP | 0.5 |  |  | SUN
Southern California Edison Co | Solar Photovoltaic Project #45 | CA | PV | IP | 0.5 |  |  | SUN
Southern California Edison Co | Solar Photovoltaic Project #45 | CA | PV | IP | 0.5 |  |  | SUN
Southern California Edison Co | Solar Photovoltaic Project #45 | CA | PV | IP | 0.5 |  |  | SUN
Southern California Edison Co | Solar Photovoltaic Project #45 | CA | PV | IP | 0.5 |  |  | SUN
Southern California Edison Co | Solar Photovoltaic Project #45 | CA | PV | IP | 0.5 |  |  | SUN
Southern California Edison Co | Solar Photovoltaic Project #45 | CA | PV | IP | 0.5 |  |  | SUN
Southern California Edison Co | Solar Photovoltaic Project #45 | CA | PV | IP | 0.5 |  |  | SUN
Southern California Edison Co | Solar Photovoltaic Project #45 | CA | PV | IP | 0.5 |  |  | SUN
Southern California Edison Co | Solar Photovoltaic Project #47 | CA | PV | IP | 0.5 |  |  | SUN
Southern California Edison Co | Solar Photovoltaic Project #47 | CA | PV | IP | 0.5 |  |  | SUN
Southern California Edison Co | SPVP #46 | CA | PV | IP | 0.5 |  |  | SUN
Southern California Edison Co | SPVP #46 | CA | PV | IP | 0.5 |  |  | SUN
Southern California Edison Co | SPVP #46 | CA | PV | IP | 0.5 |  |  | SUN
Southern California Edison Co | SPVP #46 | CA | PV | IP | 0.5 |  |  | SUN
Southern California Edison Co | SPVP #46 | CA | PV | IP | 0.5 |  |  | SUN
Southern California Edison Co | SPVP #46 | CA | PV | IP | 0.5 |  |  | SUN
Southern California Edison Co | SPVP #46 | CA | PV | IP | 0.5 |  |  | SUN
Southern Indiana Gas & Elec Co | F B Culley | IN | ST | RE | 46 | 6 | 1955 | BIT | 12 | 2006
Southern Power Co | H Allen Franklin Combined Cycle | AL | CT | IP | 203.1 |  |  | NG
Southern Power Co | H Allen Franklin Combined Cycle | AL | CT | IP | 203.1 |  |  | NG
Southern Power Co | H Allen Franklin Combined Cycle | AL | CA | IP | 281.9 |  |  | NG
Southern Power Co | E B Harris Electric Generating Plant | AL | CC | IP | 615 |  |  | NG
Southern Power Co | E B Harris Electric Generating Plant | AL | CC | IP | 615 |  |  | NG
Southern Power Co | Nacogdoches Power | TX | CT | IP | 195 |  |  | NG
Southern Power Co | Nacogdoches Power | TX | CT | IP | 190 |  |  | NG
Southern Power Co | Nacogdoches Power | TX | CT | IP | 190 |  |  | NG
Southern Power Co | Nacogdoches Power | TX | CA | IP | 100 |  |  | NG
Southern Power Co | Nacogdoches Power | TX | CA | IP | 114 |  |  | NG
Southern Power Co | Nacogdoches Power | TX | CA | IP | 136 |  |  | NG
Southern Power Co | Curtis H Stanton Energy Center | FL | CT | IP | 197 |  |  | SGC
Southern Power Co | Curtis H Stanton Energy Center | FL | CA | IP | 132 |  |  | SGC
Southern Power Co | Cleveland Cnty Generating Facility | NC | GT | IP | 184 |  |  | NG
Southern Power Co | Cleveland Cnty Generating Facility | NC | GT | IP | 184 |  |  | NG
Southern Power Co | Cleveland Cnty Generating Facility | NC | GT | IP | 184 |  |  | NG
Southern Power Co | Cleveland Cnty Generating Facility | NC | GT | IP | 184 |  |  | NG
Spartanburg Commissioners PW | Spartanburg Water System | SC | IC | RE | 1.6 | 1 | 1998 | DFO | 6 | 2011
Southwestern Electric Power Co | Genova Arkansas I LLC | AR | CT | IP | 185.7 |  |  | NG
Southwestern Electric Power Co | Genova Arkansas I LLC | AR | CT | IP | 185.7 |  |  | NG
Southwestern Electric Power Co | Genova Arkansas I LLC | AR | CA | IP | 260 |  |  | NG
Southwestern Public Service Co | Tucumcari | NM | IC | RE | 1 | 1 | 1975 | DFO | 12 | 2010
Southwestern Public Service Co | Tucumcari | NM | IC | RE | 2.2 | 1 | 1959 | DFO | 2 | 2006
Southwestern Public Service Co | Tucumcari | NM | IC | RE | 1 | 0 | 1951 | DFO | 2 | 2006
Southwestern Public Service Co | Tucumcari | NM | IC | RE | 4.1 | 1 | 1964 | DFO | 2 | 2006
Southwestern Public Service Co | Tucumcari | NM | IC | RE | 3 | 1 | 1968 | DFO | 2 | 2006
Southwestern Public Service Co | Tucumcari | NM | IC | RE | 4.8 | 1 | 1977 | DFO | 12 | 2010
Southwestern Public Service Co | Riverview | TX | GT | RE | 28.6 | 5 | 1974 | NG | 9 | 2012
Southwestern Public Service Co | Celanese | TX | OT | RE | 13 | 1 | 1964 | OTH | 12 | 2010
Southwestern Public Service Co | Celanese | TX | ST | RE | 37 | 1 | 1979 | PUR | 12 | 2010
Spring Valley Pub Utils Comm | Spring Valley | MN | IC | RE | 0.8 | 1 | 1949 | DFO | 1 | 2007
City of Springfield - (IL) | Lakeside | IL | ST | RE | 37.5 | 4 | 1961 | BIT | 10 | 2009
City of Springfield - (IL) | Lakeside | IL | ST | RE | 37.5 | 12 | 1965 | BIT | 10 | 2009
City Utilities of Springfield - (MO) | Main Street | MO | GT | RE | 15.3 | 1 | 1968 | DFO | 10 | 2010
Springfield Public Utils Comm - (MN) | Springfield | MN | ST | RE | 4 | 88 | 1961 | NG | 12 | 2002
City of Springville | Bartholomew | UT | HY | RE | 0.5 | 10 | 1948 | WAT | 1 | 2010 | 61.25 |  | 0.5 | 30.625
City of St George | Bloomington Power Plant | UT | IC | RE | 1.7 | 3 | 1999 | DFO | 3 | 2010
City of St. John - (KS) | St John | KS | IC | RE | 0.9 | 88 | 1952 | DFO | 12 | 2005
City of St Marys - (OH) | St Marys | OH | ST | RE | 6 | 1 | 1957 | BIT | 12 | 2007
City of St Marys - (OH) | St Marys | OH | ST | RE | 10 | 4 | 1967 | BIT | 12 | 2007
City of St Marys - (OH) | St Marys | OH | GT | RE | 0.8 | 9 | 1967 | DFO | 12 | 2007
City of Stafford - (KS) | Stafford | KS | IC | RE | 0.9 | 9 | 1960 | DFO | 9 | 2011
St Vincent's Medical Center | St Vincents Medical Center | FL | GT | RE | 1.3 | 11 | 1991 | NG | 9 | 2012
City of Stanberry | Stanberry | MO | IC | RE | 0.3 | 99 | 1945 | DFO | 1 | 2002
City of Stanberry | Stanberry | MO | IC | RE | 0.3 | 99 | 1953 | DFO | 1 | 2002
State of Rhode Island | Central Power Plant | RI | ST | RE | 0.7 | 6 | 1932 | RFO | 1 | 2004
State of Wisconsin | Capitol Heat and Power | WI | ST | RE | 1.5 | 10 | 1963 | NG | 5 | 2011
State of Wisconsin | Capitol Heat and Power | WI | ST | RE | 1.5 | 5 | 1964 | NG | 5 | 2011
State of Wisconsin | UW Madison Charter Street Plant | WI | ST | IP | 22 |  |  | WDS
State Line Energy LLC | State Line Energy | IN | ST | RE | 124.9 | 12 | 1955 | SUB | 3 | 2012
State Line Energy LLC | State Line Energy | IN | ST | RE | 100 | 12 | 1955 | SUB | 3 | 2012
State Line Energy LLC | State Line Energy | IN | ST | RE | 209.4 | 5 | 1962 | SUB | 3 | 2012
State Line Energy LLC | State Line Energy | IN | ST | RE | 179.5 | 5 | 1962 | SUB | 3 | 2012
City of Strawberry Point | Strawberry Point | IA | IC | RE | 0.9 | 0 | 1937 | DFO | 7 | 2001
City of Strawberry Point | Strawberry Point | IA | IC | RE | 0.9 | 99 | 1947 | DFO | 7 | 2001
City of Strawberry Point | Strawberry Point | IA | IC | RE | 1 | 99 | 1965 | DFO | 7 | 2001
City of Sturgis | Sturgis City Diesel Plant | MI | IC | RE | 1 | 88 | 1947 | DFO | 3 | 2008
City of Sturgis | Sturgis City Diesel Plant | MI | IC | RE | 1 | 88 | 1948 | DFO | 3 | 2008
City of Sturgis | Sturgis City Diesel Plant | MI | IC | RE | 1 | 88 | 1947 | DFO | 3 | 2007
City of Sturgis | Sturgis City Diesel Plant | MI | IC | RE | 1 | 88 | 1947 | DFO | 3 | 2007
Sutherland City of | Sutherland | NE | IC | RE | 0.2 | 1 | 1935 | DFO | 5 | 2002
City of Tacoma - (WA) | Steam plant | WA | ST | RE | 25 | 1 | 1990 | WDS | 12 | 2005
City of Tacoma - (WA) | Steam plant | WA | ST | RE | 25 | 12 | 1989 | WDS | 12 | 2005
City of Tallahassee - (FL) | Arvah B Hopkins | FL | CT | IP | 212.5 |  |  | NG
City of Tallahassee - (FL) | Arvah B Hopkins | FL | CT | IP | 50 |  |  | NG
Tampa Electric Co | Big Bend | FL | GT | RE | 18 | 2 | 1969 | DFO | 12 | 2008
Tampa Electric Co | Big Bend | FL | GT | RE | 78.7 | 11 | 1974 | DFO | 12 | 2008
Tampa Electric Co | Big Bend | FL | GT | RE | 78.7 | 11 | 1974 | DFO | 12 | 2008
Tampa Electric Co | Big Bend | FL | GT | IP | 62 |  |  | NG
Tampa Electric Co | Big Bend | FL | GT | IP | 62 |  |  | NG
Tampa Electric Co | F J Gannon | FL | ST | RE | 125 | 9 | 1957 | BIT | 1 | 2004
Tampa Electric Co | F J Gannon | FL | ST | RE | 125 | 11 | 1958 | BIT | 1 | 2004
Tampa Electric Co | F J Gannon | FL | ST | RE | 179.5 | 10 | 1960 | BIT | 12 | 2003
Tampa Electric Co | F J Gannon | FL | ST | RE | 187.5 | 11 | 1963 | BIT | 12 | 2003
Tampa Electric Co | F J Gannon | FL | GT | RE | 18 | 3 | 1969 | DFO | 7 | 2001
Tampa Electric Co | Hookers Point | FL | ST | RE | 33 | 7 | 1948 | RFO | 1 | 2003
Tampa Electric Co | Hookers Point | FL | ST | RE | 34.5 | 6 | 1950 | RFO | 1 | 2003
Tampa Electric Co | Hookers Point | FL | ST | RE | 34.5 | 8 | 1950 | RFO | 1 | 2003
Tampa Electric Co | Hookers Point | FL | ST | RE | 49 | 10 | 1953 | RFO | 1 | 2003
Tampa Electric Co | Hookers Point | FL | ST | RE | 81.6 | 5 | 1955 | RFO | 1 | 2003
Tampa Electric Co | Dinner Lake | FL | ST | RE | 12.6 | 12 | 1966 | NG | 1 | 2003
Tampa Electric Co | Phillips | FL | CA | RE | 3.6 | 6 | 1983 | RFO | 3 | 2006
Tampa Electric Co | Polk | FL | CC | IP | 600 | 1 | 2017 | NG
Tampa Electric Co | Polk | FL | GT | IP | 195.8 |  |  | NG
Tampa Electric Co | Polk | FL | GT | IP | 600 |  |  | NG
Tampa Electric Co | H L Culbreath Bayside Power Station | FL | GT | IP | 189.9 |  |  | NG
Tampa Electric Co | H L Culbreath Bayside Power Station | FL | GT | IP | 189.9 |  |  | NG
Tampa Electric Co | H L Culbreath Bayside Power Station | FL | GT | IP | 62 |  |  | NG
Tampa Electric Co | H L Culbreath Bayside Power Station | FL | GT | IP | 62 |  |  | NG
Tampa Electric Co | NA 1 |  | GT | IP | 195 |  |  | NG
Tampa Electric Co | Tampa Electric Co NA 2 | FL | GT | IP | 62 |  |  | NG
Tampa Electric Co | Tampa Electric Co NA 2 | FL | GT | IP | 62 |  |  | NG
Tampa Electric Co | Tampa Electric Co NA 2 | FL | GT | IP | 62 |  |  | NG
Tampa Electric Co | Tampa Electric Co NA 2 | FL | GT | IP | 178 |  |  | NG
Tampa Electric Co | Tampa Electric Co NA 2 | FL | GT | IP | 178 |  |  | NG
Tampa Electric Co | Tampa Electric Co NA 2 | FL | GT | IP | 62 |  |  | NG
Tampa Electric Co | Tampa Electric Co NA 3 | FL | GT | IP | 45 |  |  | NG
Tampa Electric Co | Tampa Electric Co NA 3 | FL | GT | IP | 54 |  |  | NG
Tampa Electric Co | Tampa Electric Co NA 4 | FL | GT | IP | 100 |  |  | NG
Tampa Electric Co | Tampa Electric Co NA 4 | FL | GT | IP | 100 |  |  | NG
Tennessee Valley Authority | John Sevier | TN | ST | RE | 200 | 7 | 1955 | BIT | 12 | 2012
Tennessee Valley Authority | John Sevier | TN | ST | RE | 200 | 9 | 1955 | BIT | 12 | 2012
Tennessee Valley Authority | Watts Bar Fossil | TN | ST | RE | 60 | 3 | 1942 | BIT | 12 | 2011
Tennessee Valley Authority | Watts Bar Fossil | TN | ST | RE | 60 | 2 | 1942 | BIT | 12 | 2011
Tennessee Valley Authority | Watts Bar Fossil | TN | ST | RE | 60 | 2 | 1943 | BIT | 12 | 2011
Tennessee Valley Authority | Watts Bar Fossil | TN | ST | RE | 60 | 4 | 1945 | BIT | 12 | 2011
Tennessee Valley Authority | Franklin | TN | CC | IP | 170 |  |  | NG
Tennessee Valley Authority | Franklin | TN | CC | IP | 170 |  |  | NG
Tennessee Valley Authority | Franklin | TN | CC | IP | 170 |  |  | NG
TPC Group, LLC | Texas Petrochemicals | TX | CT | IP | 105 |  |  | NG
TPC Group, LLC | Texas Petrochemicals | TX | CT | IP | 105 |  |  | NG
TPC Group, LLC | Texas Petrochemicals | TX | CA | IP | 420 |  |  | NG
Thunder Bay Power Co LLC | Four Mile Hydropower Project | MI | HY | IP | 0.1 |  |  | WAT
Thunder Bay Power Co LLC | Ninth Street Hydropower Project | MI | HY | IP | 0.4 |  |  | WAT
Tillotson Rubber Co Inc | Tillotson Rubber | NH | HY | RE | 0.1 | 6 | 1980 | WAT | 11 | 2011 | 31.4167 |  | 0.1 | 3.1417
Tillotson Rubber Co Inc | Tillotson Rubber | NH | IC | RE | 0.4 | 1 | 1960 | DFO | 11 | 2011
Tillotson Rubber Co Inc | Tillotson Rubber | NH | IC | RE | 0.6 | 1 | 1985 | DFO | 11 | 2011
Tillotson Rubber Co Inc | Tillotson Rubber | NH | ST | RE | 0.6 | 2 | 1996 | WDS | 11 | 2011
Tillotson Rubber Co Inc | Tillotson Rubber | NH | ST | RE | 0.7 | 3 | 1988 | WDS | 11 | 2011
City of Tipton - (IA) | Tipton | IA | IC | IP | 1.2 |  |  | DFO
Inside Passage Elec Coop, Inc | Angoon | AK | IC | RE | 0.4 | 6 | 1975 | DFO | 9 | 2008
Inside Passage Elec Coop, Inc | Hoonah | AK | IC | RE | 0.6 | 9 | 1977 | DFO | 6 | 2012
Inside Passage Elec Coop, Inc | Hoonah | AK | IC | RE | 0.8 | 3 | 1991 | DFO | 6 | 2012
Inside Passage Elec Coop, Inc | Kake | AK | IC | RE | 0.6 | 6 | 1984 | DFO | 1 | 2012
Inside Passage Elec Coop, Inc | Klawock | AK | IC | RE | 0.5 | 1 | 1970 | DFO | 7 | 1999
Inside Passage Elec Coop, Inc | Klawock | AK | IC | RE | 0.5 | 1 | 1970 | DFO | 7 | 1999
Inside Passage Elec Coop, Inc | Klawock | AK | IC | RE | 0.1 | 6 | 1955 | DFO | 7 | 1999
Inside Passage Elec Coop, Inc | Klawock | AK | IC | RE | 0.3 | 6 | 1977 | DFO | 7 | 1999
Inside Passage Elec Coop, Inc | Chilkat Valley | AK | IC | RE | 0.5 | 3 | 1991 | DFO | 10 | 2011
Thomson Corp | West Group Data Center | MN | IC | RE | 1.5 | 7 | 1990 | DFO | 6 | 2005
Thomson Corp | West Group Data Center | MN | IC | RE | 1.5 | 7 | 1990 | DFO | 6 | 2005
Thomson Corp | West Group Data Center | MN | IC | RE | 2 | 7 | 1990 | DFO | 6 | 2005
CPV Towantic, LLC | CPV Towantic Energy Center | CT | CT | IP | 193 |  |  | NG
CPV Towantic, LLC | CPV Towantic Energy Center | CT | CT | IP | 193 |  |  | NG
CPV Towantic, LLC | CPV Towantic Energy Center | CT | CA | IP | 198.2 |  |  | NG
Transcontinental Gas PL Corp | District 100 Transco Gas Pipe Line | AL | ST | RE | 0.8 | 6 | 1951 | WH | 7 | 2009
Transcontinental Gas PL Corp | District 100 Transco Gas Pipe Line | AL | ST | RE | 0.8 | 6 | 1951 | WH | 7 | 2009
Trafalgar Power Inc | Herkimer | NY | HY | RE | 0.4 | 12 | 1987 | WAT | 12 | 2001 | 14 |  | 0.4 | 5.6
Veolia Energy Trenton L.P | Veolia Energy Trenton L.P. | NJ | GT | IP | 4.6 |  |  | NG
Veolia Energy Trenton L.P | Veolia Energy Trenton L.P. | NJ | GT | IP | 4.6 |  |  | NG
Veolia Energy Trenton L.P | Veolia Energy Trenton L.P. | NJ | IC | RE | 6 | 12 | 1983 | NG | 1 | 2008
Trenton Municipal Utilities - (MO) | Trenton Diesel | MO | IC | RE | 1 | 1 | 1948 | DFO | 9 | 2011
Trenton Municipal Utilities - (MO) | Trenton Diesel | MO | IC | RE | 1.1 | 1 | 1952 | DFO | 7 | 2011
Trenton Municipal Utilities - (MO) | Trenton Diesel | MO | IC | RE | 1.3 | 88 | 1958 | DFO | 10 | 2010
Trenton Municipal Utilities - (MO) | Trenton Diesel | MO | IC | RE | 1 | 88 | 1966 | DFO | 8 | 2010
Colorado Energy Nations Company LLLP | Colorado Energy Nations Company | CO | ST | RE | 0.4 | 10 | 1997 | BIT | 6 | 2012
Doyon Utilities - Fort Greely | Fort Greely Power Plant | AK | IC | RE | 1 | 1 | 1954 | DFO | 8 | 2009
Doyon Utilities - Fort Greely | Fort Greely Power Plant | AK | IC | RE | 1 | 1 | 1954 | DFO | 8 | 2009
Doyon Utilities - Fort Greely | Fort Greely Power Plant | AK | IC | RE | 1 | 1 | 1954 | DFO | 8 | 2009
City of Two Harbors- (MN) | Two Harbors | MN | IC | RE | 2 | 3 | 1972 | DFO | 11 | 2012
United States Sugar Corp | Clewiston Sugar House | FL | IC | RE | 1 | 6 | 1987 | DFO | 5 | 2006
United States Sugar Corp | Clewiston Sugar House | FL | IC | RE | 1 | 6 | 1987 | DFO | 5 | 2006
United States Sugar Corp | Clewiston Sugar House | FL | ST | RE | 5 | 10 | 1978 | AB | 1 | 2004
United States Sugar Corp | Clewiston Sugar House | FL | ST | RE | 3.5 | 11 | 1945 | AB | 1 | 2004
United States Sugar Corp | Clewiston Sugar House | FL | ST | RE | 3.1 | 11 | 1981 | AB | 12 | 2007
United States Sugar Corp | Clewiston Sugar House | FL | ST | RE | 6 | 11 | 1983 | AB | 12 | 2007
United States Sugar Corp | Bryant Sugar House | FL | IC | RE | 1 | 8 | 1986 | DFO | 4 | 2007
United States Sugar Corp | Bryant Sugar House | FL | IC | RE | 1 | 8 | 1986 | DFO | 4 | 2007
United States Sugar Corp | Bryant Sugar House | FL | ST | RE | 2.5 | 11 | 1962 | AB | 4 | 2007
United States Sugar Corp | Bryant Sugar House | FL | ST | RE | 2.5 | 11 | 1962 | AB | 4 | 2007
United States Sugar Corp | Bryant Sugar House | FL | ST | RE | 3.5 | 11 | 1974 | AB | 4 | 2007
United States Sugar Corp | Bryant Sugar House | FL | ST | RE | 20 | 11 | 1979 | AB | 4 | 2007
Union Electric Co - (MO) | Venice | IL | ST | RE | 40 | 5 | 1942 | DFO | 8 | 2000
Union Electric Co - (MO) | Venice | IL | ST | RE | 98 | 7 | 1943 | DFO | 12 | 2002
Union Electric Co - (MO) | Venice | IL | ST | RE | 98 | 3 | 1948 | DFO | 12 | 2002
Union Electric Co - (MO) | Venice | IL | ST | RE | 98 | 9 | 1950 | DFO | 12 | 2002
Union Electric Co - (MO) | Venice | IL | ST | RE | 100 | 12 | 1950 | DFO | 12 | 2002
Union Electric Co - (MO) | Venice | IL | GT | RE | 37.5 | 10 | 1967 | DFO | 9 | 2011
Union Electric Co - (MO) | Venice | IL | ST | RE | 40 | 2 | 1942 | DFO | 8 | 2000
Union Electric Co - (MO) | Viaduct | MO | GT | RE | 30.6 | 11 | 1967 | NG | 9 | 2011
City of Unalaska - (AK) | Dutch Harbor | AK | IC | RE | 0.3 | 10 | 1985 | DFO | 7 | 2011
City of Unalaska - (AK) | Dutch Harbor | AK | IC | RE | 0.3 | 3 | 1987 | DFO | 7 | 2011
City of Unalaska - (AK) | Dutch Harbor | AK | IC | RE | 0.6 | 10 | 1986 | DFO | 7 | 2011
City of Unalaska - (AK) | Dutch Harbor | AK | IC | RE | 0.9 | 10 | 1986 | DFO | 7 | 2011
City of Unalaska - (AK) | Dutch Harbor | AK | IC | RE | 0.6 | 10 | 1985 | DFO | 7 | 2011
City of Unalaska - (AK) | Dutch Harbor | AK | IC | RE | 1.4 | 10 | 1985 | DFO | 7 | 2011
United Cogen Inc | United Cogen | CA | CT | RE | 23 | 12 | 1985 | NG | 1 | 2012
United Cogen Inc | United Cogen | CA | CA | RE | 8 | 12 | 1985 | NG | 1 | 2012
United States Steel-Gary | Gary Works | IN | ST | RE | 70 | 4 | 1951 | NG | 9 | 2001
University of Illinois | University of Illinois Abbott Power Plt | IL | ST | RE | 3 | 6 | 1955 | NG | 12 | 2003
University of Texas at Austin | Hal C Weaver Power Plant | TX | ST | RE | 1.5 | 10 | 1933 | NG | 12 | 2001
University of Texas at Austin | Hal C Weaver Power Plant | TX | ST | RE | 1.5 | 10 | 1933 | NG | 12 | 2001
University of Texas at Austin | Hal C Weaver Power Plant | TX | ST | RE | 2.5 | 1 | 1938 | NG | 12 | 2001
University of Texas at Austin | Hal C Weaver Power Plant | TX | CT | RE | 12.5 | 1 | 1968 | NG | 3 | 2008
University of North Carolina | Univ of NC Chapel Hill Cogen Facility | NC | ST | IP | 24 |  |  | BIT
Hawaiian Electric Co Inc | Ewa Nui Substation DG | HI | IC | RE | 1.6 | 10 | 2005 | DFO | 4 | 2010
Hawaiian Electric Co Inc | Ewa Nui Substation DG | HI | IC | RE | 1.6 | 10 | 2005 | DFO | 4 | 2010
Hawaiian Electric Co Inc | Ewa Nui Substation DG | HI | IC | RE | 1.6 | 10 | 2005 | DFO | 4 | 2010
Hawaiian Electric Co Inc | Ewa Nui Substation DG | HI | IC | RE | 1.6 | 5 | 2007 | DFO | 4 | 2010
Hawaiian Electric Co Inc | Ewa Nui Substation DG | HI | IC | RE | 1.6 | 5 | 2007 | DFO | 4 | 2010
Hawaiian Electric Co Inc | Ewa Nui Substation DG | HI | IC | RE | 1.6 | 5 | 2007 | DFO | 4 | 2010
Hawaiian Electric Co Inc | Iwilei Tank Farm DG | HI | IC | RE | 1.6 | 11 | 2005 | DFO | 4 | 2010
Hawaiian Electric Co Inc | Iwilei Tank Farm DG | HI | IC | RE | 1.6 | 11 | 2005 | DFO | 4 | 2010
Hawaiian Electric Co Inc | Iwilei Tank Farm DG | HI | IC | RE | 1.6 | 11 | 2005 | DFO | 4 | 2010
Hawaiian Electric Co Inc | Helemano Substation DG | HI | IC | RE | 1.6 | 11 | 2005 | DFO | 4 | 2010
Hawaiian Electric Co Inc | Helemano Substation DG | HI | IC | RE | 1.6 | 11 | 2005 | DFO | 4 | 2010
Hawaiian Electric Co Inc | Helemano Substation DG | HI | IC | RE | 1.6 | 11 | 2005 | DFO | 4 | 2010
Hawaiian Electric Co Inc | Kalaeoloa Pole Yard DG | HI | IC | RE | 1.6 | 12 | 2006 | DFO | 4 | 2010
Hawaiian Electric Co Inc | Kalaeoloa Pole Yard DG | HI | IC | RE | 1.6 | 12 | 2006 | DFO | 4 | 2010
Hawaiian Electric Co Inc | Kalaeoloa Pole Yard DG | HI | IC | RE | 1.6 | 12 | 2006 | DFO | 4 | 2010
Hawaiian Electric Co Inc | CEIP Substation Distributed Generation | HI | IC | RE | 1.6 | 11 | 2006 | DFO | 4 | 2010
Hawaiian Electric Co Inc | CEIP Substation Distributed Generation | HI | IC | RE | 1.6 | 11 | 2006 | DFO | 4 | 2010
Hawaiian Electric Co Inc | CEIP Substation Distributed Generation | HI | IC | RE | 1.6 | 11 | 2006 | DFO | 4 | 2010
Unisea Inc | Unisea G 2 | AK | IC | RE | 0.8 | 2 | 1979 | DFO | 7 | 2011
Unisea Inc | Unisea G 2 | AK | IC | RE | 0.9 | 5 | 1973 | DFO | 7 | 2011
Homer Electric Assn Inc | Seldovia | AK | IC | RE | 0.3 | 8 | 1964 | DFO | 9 | 2003
Homer Electric Assn Inc | Seldovia | AK | IC | RE | 0.6 | 8 | 1964 | DFO | 9 | 2003
Homer Electric Assn Inc | Seldovia | AK | IC | RE | 0.6 | 8 | 1970 | DFO | 9 | 2003
Homer Electric Assn Inc | Seldovia | AK | IC | RE | 0.6 | 8 | 1979 | DFO | 9 | 2003
Homer Electric Assn Inc | Soldotna | AK | GT | IP | 50 |  |  | NG
Upper Peninsula Power Co | Hoist | MI | HY | RE | 1 | 2 | 1988 | WAT | 9 | 2006 | 18.5833 |  | 1 | 18.5833
University of Michigan | University of Michigan | MI | ST | RE | 4 | 1 | 1939 | NG | 12 | 2002
Vaagen Brothers Lumber Inc | Vaagen Brothers Lumber | WA | ST | RE | 4 | 12 | 1979 | WDS | 11 | 2009
Valero Refining Co California | Valero Refinery Cogeneration Unit 2 | CA | GT | IP | 51 |  |  | OG
Valero Refining Co | Valero Refinery Corpus Christi East | TX | GT | RE | 20 | 9 | 1984 | NG | 7 | 2010
Valero Refining Co | Valero Refinery Corpus Christi East | TX | GT | RE | 20 | 10 | 1984 | NG | 7 | 2010
Valero Refining Co | Valero Refinery Corpus Christi West | TX | ST | RE | 7.5 | 9 | 1986 | OG | 8 | 2006
AES Wind Generation Inc | ESI Project | CA | WT | RE | 1.2 | 12 | 1981 | WND | 12 | 2006
City of Villisca - (IA) | Villisca Municipal Power Plant | IA | IC | RE | 0.8 | 7 | 1948 | DFO | 1 | 2002
City of Villisca - (IA) | Villisca Municipal Power Plant | IA | IC | RE | 0.3 | 7 | 1936 | DFO | 1 | 2002
City of Villisca - (IA) | Villisca Municipal Power Plant | IA | IC | RE | 0.3 | 7 | 1936 | NG | 1 | 2002
City of Villisca - (IA) | Villisca Municipal Power Plant | IA | IC | RE | 0.6 | 7 | 1939 | DFO | 1 | 2002
City of Vineland - (NJ) | Howard Down | NJ | ST | RE | 25 | 5 | 1970 | RFO | 9 | 2012
City of Vineland - (NJ) | Howard Down | NJ | ST | RE | 4 | 99 | 1942 | RFO | 12 | 2008
City of Vineland - (NJ) | Howard Down | NJ | ST | RE | 5 | 99 | 1949 | RFO | 12 | 2008
City of Vineland - (NJ) | Howard Down | NJ | ST | RE | 7.5 | 12 | 1952 | RFO | 12 | 2008
City of Vineland - (NJ) | Howard Down | NJ | ST | RE | 12.5 | 10 | 1955 | RFO | 6 | 2009
City of Vineland - (NJ) | Howard Down | NJ | ST | RE | 16.5 | 12 | 1960 | RFO | 6 | 2010
Village of Viola | Viola | WI | IC | RE | 0.4 | 1 | 1948 | DFO | 8 | 2001
Village of Viola | Viola | WI | IC | RE | 0.7 | 1 | 1966 | DFO | 8 | 2001
Virginia Electric & Power Co | Kitty Hawk | NC | GT | RE | 23.8 | 3 | 1971 | DFO | 12 | 2011
Virginia Electric & Power Co | Kitty Hawk | NC | GT | RE | 23.8 | 6 | 1971 | DFO | 12 | 2011
Virginia Electric & Power Co | Chesapeake | VA | GT | RE | 23.8 | 12 | 1970 | DFO | 12 | 2011
Virginia Electric & Power Co | Chesapeake | VA | GT | RE | 23.8 | 12 | 1969 | DFO | 12 | 2011
Virginia Electric & Power Co | Chesapeake | VA | GT | RE | 23.8 | 12 | 1969 | DFO | 12 | 2011
Virginia Electric & Power Co | Chesapeake | VA | GT | RE | 23.8 | 12 | 1970 | DFO | 12 | 2011
Virginia Electric & Power Co | Possum Point | VA | ST | RE | 69 | 12 | 1948 | RFO | 3 | 2002
Virginia Electric & Power Co | Possum Point | VA | ST | RE | 69 | 5 | 1951 | RFO | 3 | 2002
Virginia Electric & Power Co | North Branch | WV | ST | RE | 80 | 5 | 1992 | WC | 12 | 2012
Ware Energy Corp | Ware Energy | MA | ST | RE | 9.3 | 12 | 1986 | WDS | 1 | 2012
City of Wellington - (KS) | Wellington 1 | KS | IC | RE | 1 | 88 | 1956 | DFO | 2 | 2005
Wellhead Services Inc | Fresno Cogen Partners | CA | CT | RE | 22.3 | 1 | 1990 | NG | 1 | 2004
Wellhead Services Inc | Binghamton Cogen | NY | GT | RE | 47.7 | 6 | 1992 | NG | 2 | 2012
Wellhead Services Inc | Margarita Energy Center | CA | GT | IP | 48.2 |  |  | NG
Wellhead Services Inc | Delano Energy Center LLC | CA | GT | IP | 48 |  |  | NG
City of West Liberty - (IA) | West Liberty | IA | IC | RE | 0.8 | 6 | 1948 | DFO | 1 | 2011
City of Westbrook | Westbrook | MN | IC | RE | 0.5 | 88 | 1940 | DFO | 8 | 2001
City of Westbrook | Westbrook | MN | IC | RE | 0.7 | 88 | 1952 | DFO | 9 | 2002
Western Farmers Elec Coop, Inc | Hugo | OK | ST | IP | 750 |  |  | SUB
MeadWestvaco Corp | Covington Facility | VA | ST | RE | 5.5 | 1 | 1930 | BLQ | 1 | 2009
Wheelabrator Environmental Systems | Wheelabrator Martell | CA | ST | RE | 23 | 12 | 1985 | WDS | 12 | 2003
Willmar Municipal Utilities | Willmar | MN | ST | RE | 4 | 10 | 1949 | SUB | 12 | 2006
City of Wilton | Wilton | IA | IC | RE | 1 | 10 | 1958 | DFO | 11 | 2001
City of Winfield - (KS) | West 14th Street | KS | IC | IP | 1.6 |  |  | DFO
Wim-Sam Inc | UTSA TEP II | TX | IC | IP | 1.5 |  |  | DFO
Wim-Sam Inc | UTSA TEP II | TX | IC | IP | 1.5
Wisconsin Electric Power Co | Presque Isle | MI | ST | RE | 25 | 9 | 1955 | BIT | 12 | 2006
Wisconsin Electric Power Co | Presque Isle | MI | ST | RE | 37.5 | 7 | 1962 | BIT | 12 | 2006
Wisconsin Electric Power Co | Presque Isle | MI | ST | RE | 54.4 | 1 | 1964 | BIT | 10 | 2009
Wisconsin Electric Power Co | Presque Isle | MI | ST | RE | 57.8 | 12 | 1966 | BIT | 10 | 2009
Wisconsin Electric Power Co | Port Washington Generating Station | WI | ST | RE | 80 | 10 | 1935 | BIT | 9 | 2004
Wisconsin Electric Power Co | Port Washington Generating Station | WI | ST | RE | 80 | 10 | 1943 | BIT | 9 | 2004
Wisconsin Electric Power Co | Port Washington Generating Station | WI | ST | RE | 80 | 10 | 1948 | BIT | 9 | 2004
Wisconsin Electric Power Co | Port Washington Generating Station | WI | ST | RE | 80 | 8 | 1949 | BIT | 1 | 2003
Wisconsin Electric Power Co | Port Washington Generating Station | WI | GT | RE | 19.6 | 6 | 1969 | DFO | 1 | 2003
Wisconsin Electric Power Co | South Oak Creek | WI | GT | RE | 19.6 | 12 | 1968 | NG | 9 | 2008
Winnebago County | Winnebago County Landfill Gas | WI | IC | IP | 1.4 |  |  | LFG
Wisconsin Power & Light Co | Blackhawk | WI | ST | RE | 25 | 1 | 1946 | NG | 4 | 2010
Wisconsin Power & Light Co | Blackhawk | WI | ST | RE | 25 | 1 | 1948 | NG | 4 | 2010
Wisconsin Power & Light Co | Rock River | WI | ST | RE | 75 | 1 | 1954 | NG | 4 | 2010
Wisconsin Power & Light Co | Rock River | WI | ST | RE | 75 | 9 | 1955 | NG | 4 | 2010
Wisconsin Public Service Corp | Eagle River | WI | IC | RE | 2 | 7 | 1964 | DFO | 10 | 2011
Wisconsin Public Service Corp | Eagle River | WI | IC | RE | 2 | 7 | 1964 | DFO | 10 | 2011
Wisconsin Public Service Corp | Hat Rapids | WI | HY | RE | 0.5 | 6 | 1905 | WAT | 10 | 1984 | 79.3333 |  | 0.5 | 39.6667
Wisconsin Public Service Corp | Hat Rapids | WI | HY | RE | 0.4 | 0 | 1924 | WAT | 9 | 1984 | 60.75 |  | 0.4 | 24.3
Wisconsin Public Service Corp | Pulliam | WI | ST | RE | 30 | 1 | 1943 | SUB | 12 | 2007
Wisconsin Public Service Corp | Pulliam | WI | ST | RE | 30 | 8 | 1947 | SUB | 12 | 2007
Wisconsin Public Service Corp | Pulliam | WI | GT | IP | 85 |  |  | NG
Wisconsin Public Service Corp | Pulliam | WI | GT | IP | 85 |  |  | NG
Wisconsin Public Service Corp | Oneida Casino | WI | IC | RE | 2 | 7 | 1996 | DFO | 6 | 2011
Wisconsin Public Service Corp | Oneida Casino | WI | IC | RE | 2 | 7 | 1996 | DFO | 6 | 2011
City of Wisner | Wisner | NE | IC | RE | 0.6 | 88 | 1954 | DFO | 1 | 2010
City of Wisner | Wisner | NE | IC | RE | 0.4 | 88 | 1947 | DFO | 1 | 2010
Wolverine Power Supply Coop | Tower | MI | IC | RE | 1.3 | 1 | 1948 | DFO | 10 | 2010
Wolverine Power Supply Coop | Tower | MI | IC | RE | 1.3 | 1 | 1951 | DFO | 10 | 2010
Wolverine Power Supply Coop | Tower | MI | IC | RE | 1.3 | 1 | 1948 | DFO | 10 | 2010
Wolverine Power Supply Coop | George Johnson | MI | IC | RE | 0.7 | 1 | 1947 | NG | 1 | 2002
Wolverine Power Supply Coop | George Johnson | MI | IC | RE | 0.7 | 1 | 1948 | NG | 1 | 2002
Wolverine Power Supply Coop | George Johnson | MI | IC | RE | 1.1 | 1 | 1949 | NG | 1 | 2002
Wolverine Power Supply Coop | George Johnson | MI | IC | RE | 2.5 | 1 | 1951 | NG | 1 | 2002
Wolverine Power Supply Coop | George Johnson | MI | IC | RE | 2.5 | 1 | 1951 | NG | 1 | 2002
Wolverine Power Supply Coop | George Johnson | MI | IC | RE | 2.5 | 1 | 1952 | NG | 1 | 2002
Wolverine Power Supply Coop | George Johnson | MI | GT | RE | 11 | 1 | 1973 | NG | 10 | 2005
Wolverine Power Supply Coop | George Johnson | MI | GT | RE | 11 | 1 | 1973 | NG | 10 | 2005
Wolverine Power Supply Coop | Scottville | MI | IC | RE | 1.1 | 1 | 1947 | DFO | 1 | 2002
Wolverine Power Supply Coop | Scottville | MI | IC | RE | 1.1 | 1 | 1947 | DFO | 1 | 2002
Wolverine Power Supply Coop | Scottville | MI | IC | RE | 1.9 | 1 | 1961 | DFO | 1 | 2002
Wolverine Power Supply Coop | Claude Vandyke | MI | IC | RE | 3.5 | 1 | 1959 | NG | 3 | 2003
Wolverine Power Supply Coop | Vestaburg | MI | IC | RE | 0.3 | 1 | 1939 | DFO | 2 | 2007
Wolverine Power Supply Coop | Vestaburg | MI | IC | RE | 0.7 | 1 | 1939 | DFO | 2 | 2007
Wolverine Power Supply Coop | Vestaburg | MI | IC | RE | 0.7 | 1 | 1941 | DFO | 2 | 2007
City of Wrangell - (AK) | Wrangell | AK | IC | RE | 1.3 | 8 | 1972 | DFO | 1 | 2001
City of Wrangell - (AK) | Wrangell | AK | IC | RE | 1.3 | 8 | 1972 | DFO | 1 | 2001
City of Wrangell - (AK) | Wrangell | AK | IC | RE | 1.3 | 8 | 1973 | DFO | 1 | 2001
City of Wrangell - (AK) | Wrangell | AK | IC | RE | 1.3 | 8 | 1973 | DFO | 1 | 2001
City of Wrangell - (AK) | Wrangell | AK | IC | RE | 0.5 | 88 | 1964 | DFO | 1 | 2009
City of Wrangell - (AK) | Wrangell | AK | IC | RE | 0.5 | 88 | 1970 | DFO | 1 | 2009
Wythe Park Power Inc | Wythe Park Power 3 Richmond Plant | VA | IC | RE | 3 | 7 | 1991 | DFO | 9 | 2010
YKK USA Inc | YKK USA Chestney | GA | IC | RE | 1.6 | 5 | 1993 | DFO | 3 | 2010
YKK USA Inc | YKK USA Chestney | GA | IC | RE | 1.7 | 5 | 1994 | DFO | 3 | 2010
YKK USA Inc | YKK USA Chestney | GA | IC | RE | 1.7 | 8 | 1995 | DFO | 3 | 2010
YKK USA Inc | YKK USA Chestney | GA | IC | RE | 0.4 | 5 | 1992 | DFO | 2 | 2006
YKK USA Inc | YKK USA Chestney | GA | IC | RE | 0.4 | 5 | 1992 | DFO | 2 | 2006
Zapco Energy Tactics Corp | Smithtown Energy Partners LP | NY | IC | RE | 0.7 | 8 | 1988 | LFG | 2 | 2007
Zapco Energy Tactics Corp | Smithtown Energy Partners LP | NY | IC | RE | 0.7 | 8 | 1988 | LFG | 2 | 2007
Zapco Energy Tactics Corp | Oyster Bay Energy Partners LP | NY | IC | RE | 0.7 | 7 | 1986 | LFG | 10 | 2001
Zapco Energy Tactics Corp | Oyster Bay Energy Partners LP | NY | IC | RE | 0.7 | 7 | 1986 | LFG | 10 | 2001
Zapco Energy Tactics Corp | Onondaga Energy Partners LP | NY | IC | RE | 0.7 | 7 | 1987 | LFG | 12 | 2010
Zapco Energy Tactics Corp | Oceanside Energy | NY | IC | RE | 0.7 | 1 | 1991 | LFG | 1 | 2002
Zapco Energy Tactics Corp | Oceanside Energy | NY | IC | RE | 0.7 | 1 | 1991 | LFG | 1 | 2002
Zapco Energy Tactics Corp | Oceanside Energy | NY | IC | RE | 0.7 | 10 | 1990 | LFG | 5 | 2009
Zapco Energy Tactics Corp | Oceanside Energy | NY | IC | RE | 0.7 | 12 | 1990 | LFG | 5 | 2008
Zapco Energy Tactics Corp | Oceanside Energy | NY | IC | RE | 0.7 | 12 | 1990 | LFG | 1 | 2001
Zapco Energy Tactics Corp | Taylor Energy Partners LP | PA | IC | RE | 1 | 9 | 1987 | LFG | 12 | 2005
Zapco Energy Tactics Corp | Taylor Energy Partners LP | PA | IC | RE | 0.7 | 9 | 1987 | LFG | 5 | 2008
Zapco Energy Tactics Corp | Taylor Energy Partners LP | PA | IC | RE | 0.7 | 9 | 1987 | LFG | 12 | 2005
Zapco Energy Tactics Corp | Taylor Energy Partners LP | PA | IC | RE | 0.7 | 9 | 1987 | LFG | 12 | 2003
Zapco Energy Tactics Corp | Lafayette Energy Partners LP | NJ | IC | RE | 0.6 | 7 | 1990 | LFG | 2 | 2010
Zapco Energy Tactics Corp | Lafayette Energy Partners LP | NJ | IC | RE | 0.6 | 7 | 1990 | LFG | 2 | 2010
Zapco Energy Tactics Corp | Dunbarton Energy Partners LP | NH | IC | RE | 0.7 | 8 | 1988 | LFG | 6 | 2012
Zapco Energy Tactics Corp | Dunbarton Energy Partners LP | NH | IC | RE | 0.7 | 8 | 1988 | LFG | 6 | 2012
Zion Energy LLC | Zion Energy Center | IL | GT | IP | 198.9 |  |  | NG
Zion Energy LLC | Zion Energy Center | IL | GT | IP | 198.9 |  |  | NG
NRG Canal LLC | Canal | MA | GT | IP | 448 |  |  | NG
NRG Kendall LLC | Kendall Square Station | MA | GT | RE | 20 | 3 | 1972 | JF | 9 | 2004
Seminole Electric Cooperative Inc | Seminole | FL | ST | IP | 850 |  |  | BIT
Seminole Electric Cooperative Inc | Midulla Generating Station | FL | CA | IP | 300 |  |  | DFO
Seminole Electric Cooperative Inc | Midulla Generating Station | FL | CT | IP | 193 |  |  | DFO
Seminole Electric Cooperative Inc | Midulla Generating Station | FL | CT | IP | 62 |  |  | NG
Seminole Electric Cooperative Inc | Unknown | FL | GT | IP | 300 |  |  | DFO
Seminole Electric Cooperative Inc | Unknown | FL | GT | IP | 180 |  |  | DFO
Seminole Electric Cooperative Inc | Unknown | FL | GT | IP | 180 |  |  | DFO
Seminole Electric Cooperative Inc | Unknown | FL | GT | IP | 180 |  |  | DFO
Seminole Electric Cooperative Inc | Unknown | FL | GT | IP | 180 |  |  | DFO
Seminole Electric Cooperative Inc | Unknown | FL | GT | IP | 180 |  |  | DFO
Seminole Electric Cooperative Inc | Unknown | FL | GT | IP | 180 |  |  | DFO
Seminole Electric Cooperative Inc | Unknown | FL | GT | IP | 180 |  |  | DFO
Seminole Electric Cooperative Inc | Unnamed | FL | CC | IP | 290 |  |  | NG
Seminole Electric Cooperative Inc | Unnamed | FL | CC | IP | 290 |  |  | NG
Seminole Electric Cooperative Inc | Unnamed | FL | GT | IP | 193 |  |  | DFO
Seminole Electric Cooperative Inc | Unnamed | FL | GT | IP | 193 |  |  | DFO
Seminole Electric Cooperative Inc | Unnamed | FL | GT | IP | 193 |  |  | DFO
University of New Mexico | Univ New Mexico Cogen Plant | NM | GT | RE | 2.5 | 5 | 1989 | NG | 2 | 2009
University of New Mexico | Ford Utilities Center | NM | ST | RE | 1.5 | 2 | 1984 | NG | 5 | 2003
Olmsted County Public Works | Olmsted Waste Energy | MN | IC | RE | 0.8 | 6 | 1979 | DFO | 3 | 2008
Washington State University | Washington State University | WA | ST | RE | 2 | 10 | 1963 | BIT | 5 | 2005
Santa Cruz Cogeneration Assoc | Univ of Calif Santa Cruz Cogeneration | CA | IC | RE | 0.2 | 9 | 1988 | NG | 8 | 2009
GMMM Westover LLC | GMMM Westover | NY | ST | RE | 43.8 | 9 | 1943 | BIT | 12 | 2009
AES Alamitos LLC | AES Alamitos LLC | CA | GT | RE | 133 | 7 | 1969 | NG | 12 | 2003
Devon Power LLC | Devon Station | CT | ST | RE | 103.5 | 1 | 1957 | RFO | 11 | 2007
Devon Power LLC | Devon Station | CT | ST | RE | 103.5 | 1 | 1957 | RFO | 11 | 2007
Westar Energy Inc | Hutchinson Energy Center | KS | ST | RE | 23 | 6 | 1950 | NG | 3 | 2007
Westar Energy Inc | Hutchinson Energy Center | KS | ST | RE | 23 | 6 | 1950 | NG | 3 | 2007
Westar Energy Inc | Hutchinson Energy Center | KS | ST | RE | 35 | 9 | 1951 | NG | 3 | 2007
Westar Energy Inc | Lawrence Energy Center | KS | ST | RE | 38 | 12 | 1952 | BIT | 11 | 2000
Westar Energy Inc | Abilene Energy Center Combustion Turbine | KS | GT | RE | 77 | 7 | 1973 | NG | 12 | 2012
Westar Energy Inc | Tecumseh Energy Center | KS | GT | RE | 29 | 6 | 1972 | DFO | 1 | 2012
Westar Energy Inc | Tecumseh Energy Center | KS | GT | RE | 29 | 6 | 1972 | DFO | 1 | 2012
Westar Energy Inc | Westar Wind | KS | WT | RE | 0.7 | 5 | 1999 | WND | 12 | 2008
Westar Energy Inc | Westar Wind | KS | WT | RE | 0.7 | 5 | 1999 | WND | 12 | 2008
SDS Lumber Co | SDS Lumber Gorge Energy Division | WA | ST | RE | 3.5 | 11 | 1979 | WDS | 2 | 2001
Allegheny Energy Supply Co LLC | FirstEnergy R Paul Smith Power Station | MD | ST | RE | 75 | 11 | 1958 | BIT | 9 | 2012
Allegheny Energy Supply Co LLC | FirstEnergy R Paul Smith Power Station | MD | ST | RE | 34.5 | 10 | 1947 | BIT | 9 | 2012
Allegheny Energy Supply Co LLC | FirstEnergy Armstrong Power Station | PA | ST | RE | 163.2 | 4 | 1958 | BIT | 9 | 2012
Allegheny Energy Supply Co LLC | FirstEnergy Armstrong Power Station | PA | ST | RE | 163.2 | 6 | 1959 | BIT | 9 | 2012
Allegheny Energy Supply Co LLC | FirstEnergy Mitchell Power Station | PA | ST | RE | 74.7 | 12 | 1948 | DFO | 12 | 2002
Allegheny Energy Supply Co LLC | FirstEnergy Springdale Power Station | PA | ST | RE | 74.7 | 12 | 1945 | RFO | 5 | 2005
Allegheny Energy Supply Co LLC | FirstEnergy Springdale Power Station | PA | ST | RE | 140.6 | 6 | 1954 | DFO | 5 | 2005
Allegheny Energy Supply Co LLC | FirstEnergy | AZ | CT | IP | 180 |  |  | NG
Allegheny Energy Supply Co LLC | FirstEnergy | AZ | CT | IP | 180 |  |  | NG
Allegheny Energy Supply Co LLC | FirstEnergy | AZ | CT | IP | 180 |  |  | NG
Allegheny Energy Supply Co LLC | FirstEnergy | AZ | CT | IP | 180 |  |  | NG
Allegheny Energy Supply Co LLC | FirstEnergy | AZ | CA | IP | 180 |  |  | NG
Allegheny Energy Supply Co LLC | FirstEnergy | AZ | CA | IP | 180 |  |  | NG
Inland Paperboard & Package Inc | Inland Paperboard Packaging Rome | GA | ST | RE | 7.5 | 10 | 1954 | BLQ | 3 | 2001
AES Huntington Beach LLC | AES Huntington Beach LLC | CA | ST | RE | 225 | 5 | 1961 | NG | 11 | 2012
AES Huntington Beach LLC | AES Huntington Beach LLC | CA | ST | RE | 227 | 7 | 1961 | NG | 11 | 2012
AES Huntington Beach LLC | AES Huntington Beach LLC | CA | GT | RE | 133 | 4 | 1969 | NG | 10 | 2002
Borger Energy Associates LP | Black Hawk Station | TX | GT | RE | 126.9 | 6 | 1999 | NG | 11 | 2005
Sinclair Oil Corp | Sinclair Oil Refinery | WY | IC | RE | 1.3 | 1 | 2012 | NG | 6 | 2012
Riverbay Corp | Riverbay | NY | ST | RE | 6 | 1 | 1969 | RFO | 10 | 2006
Tucson Electric Power Co | Springerville | AZ | ST | IP | 400 |  |  | SUB
Tucson Electric Power Co | TAA Solar Facility | AZ | PV | IP | 2.8 |  |  | SUN
Kraft Foods Global Inc | Kraft Foods Atlantic Gelatin | MA | ST | RE | 7.5 | 2 | 1978 | NG | 7 | 2002
Kraft Foods Global Inc | Kraft Foods Atlantic Gelatin | MA | ST | RE | 0.7 | 9 | 1988 | NG | 8 | 2012
Kraft Foods Global Inc | Kraft Foods Atlantic Gelatin | MA | IC | RE | 1 | 2 | 1978 | DFO | 8 | 2012
Gas Recovery Systems Inc | East Bridgewater | MA | IC | RE | 1 | 2 | 1997 | LFG | 12 | 2010
Gas Recovery Systems Inc | East Bridgewater | MA | IC | RE | 1 | 2 | 1997 | LFG | 12 | 2010
Gas Recovery Systems Inc | East Bridgewater | MA | IC | RE | 1 | 2 | 1997 | LFG | 12 | 2010
Gas Recovery Systems Inc | East Bridgewater | MA | IC | RE | 1 | 2 | 1997 | LFG | 12 | 2010
Gas Recovery Systems Inc | East Bridgewater | MA | IC | RE | 1 | 2 | 1997 | LFG | 12 | 2010
Gas Recovery Systems Inc | East Bridgewater | MA | IC | RE | 1 | 2 | 1997 | LFG | 12 | 2010
Gas Recovery Systems Inc | Randolph Electric | MA | IC | RE | 1 | 2 | 2000 | LFG | 6 | 2010
Gas Recovery Systems Inc | Randolph Electric | MA | IC | RE | 1 | 2 | 2000 | LFG | 6 | 2010
Gas Recovery Systems Inc | Randolph Electric | MA | IC | RE | 1 | 2 | 2000 | LFG | 6 | 2010
Gas Recovery Systems Inc | Halifax Electric | MA | IC | RE | 1 | 4 | 1997 | LFG | 6 | 2010
Gas Recovery Systems Inc | Halifax Electric | MA | IC | RE | 1 | 4 | 1997 | LFG | 6 | 2010
Gas Recovery Systems Inc | Halifax Electric | MA | IC | RE | 1 | 4 | 1997 | LFG | 6 | 2010
Gas Recovery Systems Inc | Chicopee Electric | MA | IC | RE | 1 | 7 | 1993 | LFG | 1 | 2012
Gas Recovery Systems Inc | Chicopee Electric | MA | IC | RE | 1 | 7 | 1993 | LFG | 1 | 2012
Gas Recovery Systems Inc | GRS Lyon | MI | IC | RE | 1 | 5 | 1993 | LFG | 12 | 2010
Gas Recovery Systems Inc | GRS Lyon | MI | IC | RE | 1 | 5 | 1993 | LFG | 12 | 2010
Gas Recovery Systems Inc | GRS Lyon | MI | IC | RE | 1 | 5 | 1993 | LFG | 12 | 2010
Gas Recovery Systems Inc | GRS Lyon | MI | IC | RE | 1 | 5 | 1993 | LFG | 12 | 2010
Gas Recovery Systems Inc | GRS Lyon | MI | IC | RE | 1 | 5 | 1993 | LFG | 12 | 2010
North Slope Borough Power & Light | NSB Atquasuk Utility | AK | IC | RE | 0.2 | 88 | 1986 | DFO | 1 | 2003
North Slope Borough Power & Light | NSB Nuiqsut Utility | AK | IC | RE | 0.4 | 9 | 1999 | DFO | 12 | 2012
North Slope Borough Power & Light | NSB Point Hope Utility | AK | IC | RE | 0.3 | 88 | 1987 | DFO | 1 | 2008
North Slope Borough Power & Light | NSB Point Hope Utility | AK | IC | RE | 0.4 | 88 | 1992 | DFO | 1 | 2008
North Slope Borough Power & Light | NSB Point Hope Utility | AK | IC | RE | 0.2 | 88 | 1980 | DFO | 1 | 2008
North Slope Borough Power & Light | NSB Point Lay Utility | AK | IC | RE | 0.2 | 88 | 1990 | DFO | 12 | 2000
North Slope Borough Power & Light | NSB Point Lay Utility | AK | IC | RE | 0.2 | 88 | 1990 | DFO | 11 | 2002
North Slope Borough Power & Light | NSB Anaktuvuk Pass | AK | IC | RE | 0.1 | 9 | 1994 | DFO | 9 | 2003
North Slope Borough Power & Light | NSB Wainwright Utility | AK | IC | RE | 0.3 | 88 | 1988 | DFO | 1 | 2003
Port Townsend Paper Co | Port Townsend Paper | WA | ST | RE | 3 | 1 | 1929 | BLQ | 1 | 2009
San Diego County Water Auth | Alvarado Hydro Facility | CA | HY | RE | 2.1 | 1 | 1985 | WAT | 7 | 2011 | 26.5 |  | 2.1 | 55.65
USCE-Mobile District | J Woodruff | FL | HY | RE | 10 | 2 | 1957 | WAT | 2 | 2003 | 46 |  | 10 | 460
USCE-Mobile District | J Woodruff | FL | HY | RE | 10 | 3 | 1957 | WAT | 2 | 2002 | 44.9167 |  | 10 | 449.1667
USCE-Mobile District | J Woodruff | FL | HY | RE | 10 | 4 | 1957 | WAT | 2 | 2001 | 43.8333 |  | 10 | 438.3333
USCE-Mobile District | Buford | GA | HY | RE | 40 | 10 | 1957 | WAT | 12 | 2003 | 46.1667 |  | 40 | 1846.6667
USCE-Mobile District | Buford | GA | HY | RE | 40 | 6 | 1957 | WAT | 12 | 2004 | 47.5 |  | 40 | 1900
USCE-Mobile District | Buford | GA | HY | RE | 6 | 7 | 1957 | WAT | 2 | 2005 | 47.5833 |  | 6 | 285.5
Pelican Utility | Pelican | AK | HY | RE | 0.6 | 7 | 1984 | WAT | 12 | 2011 | 27.4167 |  | 0.6 | 16.45
Pelican Utility | Pelican | AK | HY | RE | 0.1 | 5 | 1984 | WAT | 12 | 2011 | 27.5833 |  | 0.1 | 2.7583
Pelican Utility | Pelican | AK | IC | RE | 0.3 | 12 | 1989 | DFO | 12 | 2011
Pelican Utility | Pelican | AK | IC | RE | 0.1 | 7 | 1964 | DFO | 12 | 2011
Pelican Utility | Pelican | AK | IC | RE | 0.2 | 9 | 1974 | DFO | 12 | 2011
Pelican Utility | Pelican | AK | IC | RE | 0.2 | 6 | 1980 | DFO | 12 | 2011
Pelican Utility | Pelican | AK | IC | RE | 0.4 | 7 | 1990 | DFO | 12 | 2011
Enterprise Products Optg LP | Blanco Compressor Station | NM | ST | RE | 1.5 | 6 | 1956 | NG | 1 | 2011
Enterprise Products Optg LP | Blanco Compressor Station | NM | ST | RE | 1.5 | 6 | 1956 | NG | 1 | 2011
International Paper Co | International Paper Savanna Mill | GA | ST | RE | 7.5 | 6 | 1940 | BIT | 12 | 2001
International Paper Co | International Paper Savanna Mill | GA | ST | RE | 7.5 | 6 | 1945 | BLQ | 12 | 2001
International Paper Co | International Paper Savanna Mill | GA | ST | RE | 7.5 | 6 | 1949 | WDS | 8 | 2002
International Paper Co | International Paper Savanna Mill | GA | ST | RE | 10 | 6 | 1952 | BIT | 12 | 2001
International Paper Co | International Paper Savanna Mill | GA | ST | RE | 20 | 6 | 1957 | BIT | 12 | 2001
Rolls Royce Corp | Rolls Royce | IN | GT | RE | 2.5 | 8 | 1963 | NG | 4 | 2011
Rolls Royce Corp | Rolls Royce | IN | GT | RE | 4 | 6 | 1999 | NG | 3 | 2008
Rolls Royce Corp | Rolls Royce | IN | GT | RE | 4 | 10 | 1999 | NG | 3 | 2008
Yakutat Power Inc | Yakutat | AK | IC | RE | 0.8 | 2 | 1984 | DFO | 6 | 1999
Yakutat Power Inc | Yakutat | AK | IC | RE | 0.6 | 3 | 1973 | DFO | 6 | 1999
Yakutat Power Inc | Yakutat | AK | IC | RE | 1.1 | 3 | 1973 | DFO | 6 | 1993
Yakutat Power Inc | Yakutat | AK | IC | RE | 0.3 | 6 | 1989 | DFO | 12 | 2006
DTE Energy Services | Mobile Energy Services LLC | AL | ST | RE | 12.5 | 5 | 1960 | BIT | 4 | 2004
Ormat Nevada Inc | Desert Peak Power Plant | NV | ST | RE | 11 | 12 | 1985 | GEO | 5 | 2006
Ormat Nevada Inc | Ormesa IE | CA | ST | RE | 1.2 | 12 | 1988 | GEO | 10 | 2009
Ormat Nevada Inc | Ormesa IE | CA | ST | RE | 1.2 | 12 | 1988 | GEO | 10 | 2009
Ormat Nevada Inc | Ormesa IE | CA | ST | RE | 1.2 | 12 | 1988 | GEO | 10 | 2009
Ormat Nevada Inc | Ormesa IE | CA | ST | RE | 1.2 | 12 | 1988 | GEO | 10 | 2009
Ormat Nevada Inc | Ormesa IE | CA | ST | RE | 1.2 | 12 | 1988 | GEO | 10 | 2009
Ormat Nevada Inc | Ormesa IE | CA | ST | RE | 1.2 | 12 | 1988 | GEO | 10 | 2009
Ormat Nevada Inc | Ormesa IE | CA | ST | RE | 1.2 | 12 | 1988 | GEO | 10 | 2009
Ormat Nevada Inc | Ormesa IE | CA | ST | RE | 1.2 | 12 | 1988 | GEO | 10 | 2009
Ormat Nevada Inc | Ormesa IE | CA | ST | RE | 1.2 | 12 | 1988 | GEO | 10 | 2009
Ormat Nevada Inc | Ormesa IE | CA | ST | RE | 1.2 | 12 | 1988 | GEO | 10 | 2009
Ormat Nevada Inc | Ormesa IE | CA | ST | RE | 1.2 | 12 | 1988 | GEO | 10 | 2009
Ormat Nevada Inc | Ormesa IE | CA | ST | RE | 1.2 | 12 | 1988 | GEO | 10 | 2009
Ormat Nevada Inc | Ormesa I | CA | ST | RE | 1.2 | 12 | 1986 | GEO | 9 | 2003
Ormat Nevada Inc | Ormesa I | CA | ST | RE | 1.2 | 12 | 1986 | GEO | 9 | 2003
Ormat Nevada Inc | Ormesa I | CA | ST | RE | 1.2 | 12 | 1986 | GEO | 9 | 2003
Ormat Nevada Inc | Ormesa I | CA | ST | RE | 1.2 | 12 | 1986 | GEO | 9 | 2003
Ormat Nevada Inc | Ormesa I | CA | ST | RE | 1.2 | 12 | 1986 | GEO | 9 | 2003
Ormat Nevada Inc | Ormesa I | CA | ST | RE | 1.2 | 12 | 1986 | GEO | 7 | 2008
Ormat Nevada Inc | Ormesa I | CA | ST | RE | 1.2 | 12 | 1986 | GEO | 4 | 2012
Ormat Nevada Inc | Ormesa I | CA | ST | RE | 1.2 | 12 | 1986 | GEO | 9 | 2003
Ormat Nevada Inc | Ormesa I | CA | ST | RE | 1.2 | 12 | 1986 | GEO | 9 | 2003
Ormat Nevada Inc | Ormesa I | CA | ST | RE | 1.2 | 12 | 1986 | GEO | 9 | 2003
Ormat Nevada Inc | Ormesa I | CA | ST | RE | 1.2 | 12 | 1986 | GEO | 9 | 2003
Ormat Nevada Inc | Ormesa I | CA | ST | RE | 1.2 | 12 | 1986 | GEO | 9 | 2003
Ormat Nevada Inc | Ormesa I | CA | ST | RE | 1.2 | 12 | 1986 | GEO | 9 | 2003
Ormat Nevada Inc | Ormesa I | CA | ST | RE | 1.2 | 12 | 1986 | GEO | 9 | 2003
Ormat Nevada Inc | Ormesa I | CA | ST | RE | 1.2 | 12 | 1986 | GEO | 9 | 2003
Ormat Nevada Inc | Ormesa I | CA | ST | RE | 1.2 | 12 | 1986 | GEO | 9 | 2003
Ormat Nevada Inc | Ormesa II | CA | ST | RE | 1.2 | 12 | 1987 | GEO | 4 | 2007
Ormat Nevada Inc | Ormesa II | CA | ST | RE | 1.2 | 12 | 1987 | GEO | 4 | 2007
Ormat Nevada Inc | Ormesa II | CA | ST | RE | 1.2 | 12 | 1987 | GEO | 4 | 2007
Ormat Nevada Inc | Ormesa II | CA | ST | RE | 1.2 | 12 | 1987 | GEO | 4 | 2007
Ormat Nevada Inc | Ormesa II | CA | ST | RE | 1.2 | 12 | 1987 | GEO | 4 | 2007
Ormat Nevada Inc | Ormesa II | CA | ST | RE | 1.2 | 12 | 1987 | GEO | 4 | 2007
Ormat Nevada Inc | Ormesa II | CA | ST | RE | 1.2 | 12 | 1987 | GEO | 4 | 2007
Ormat Nevada Inc | Ormesa II | CA | ST | RE | 1.2 | 12 | 1987 | GEO | 4 | 2007
Ormat Nevada Inc | Ormesa II | CA | ST | RE | 1.2 | 12 | 1987 | GEO | 4 | 2007
Ormat Nevada Inc | Ormesa II | CA | ST | RE | 1.2 | 12 | 1987 | GEO | 4 | 2007
Ormat Nevada Inc | Ormesa II | CA | ST | RE | 1.2 | 12 | 1987 | GEO | 4 | 2007
Ormat Nevada Inc | Ormesa II | CA | ST | RE | 1.2 | 12 | 1987 | GEO | 4 | 2007
Ormat Nevada Inc | Ormesa II | CA | ST | RE | 1.2 | 12 | 1987 | GEO | 4 | 2007
Ormat Nevada Inc | Ormesa II | CA | ST | RE | 1.2 | 12 | 1987 | GEO | 4 | 2007
Ormat Nevada Inc | Ormesa II | CA | ST | RE | 1.2 | 12 | 1987 | GEO | 4 | 2007
Ormat Nevada Inc | Ormesa II | CA | ST | RE | 1.2 | 12 | 1987 | GEO | 4 | 2007
Ormat Nevada Inc | Ormesa II | CA | ST | RE | 1.2 | 12 | 1987 | GEO | 4 | 2007
Ormat Nevada Inc | Ormesa II | CA | ST | RE | 1.2 | 12 | 1987 | GEO | 4 | 2007
Ormat Nevada Inc | Ormesa II | CA | ST | RE | 1.2 | 12 | 1987 | GEO | 4 | 2007
Ormat Nevada Inc | Ormesa II | CA | ST | RE | 1.2 | 12 | 1987 | GEO | 4 | 2007
Devon Gas Services | Bridgeport Gas Processing Plant | TX | IC | RE | 0.3 | 1 | 1958 | NG | 7 | 2000
Devon Gas Services | Bridgeport Gas Processing Plant | TX | IC | RE | 0.3 | 1 | 1958 | NG | 6 | 2000
Devon Gas Services | Bridgeport Gas Processing Plant | TX | IC | RE | 0.3 | 1 | 1958 | NG | 7 | 2000
Devon Gas Services | Bridgeport Gas Processing Plant | TX | IC | RE | 0.3 | 1 | 1958 | NG | 6 | 2000
Norit Americas Inc | Norit Americas Marshall Plant | TX | ST | RE | 2 | 1 | 1921 | LIG | 1 | 2008
Norit Americas Inc | Norit Americas Marshall Plant | TX | ST | RE | 2 | 3 | 2011 | LIG | 2 | 2012
Athens Regional Medical Center | Athens Regional Medical Center | GA | IC | RE | 0.7 | 1 | 1979 | DFO | 3 | 2010
Brookfield White Pine Hydro LLC | Fort Halifax | ME | HY | RE | 0.7 | 4 | 1908 | WAT | 12 | 2002 | 94.6667 |  | 0.7 | 66.2667
Brookfield White Pine Hydro LLC | Fort Halifax | ME | HY | RE | 0.7 | 4 | 1908 | WAT | 12 | 2002 | 94.6667 |  | 0.7 | 66.2667
AG Energy LP | Ogdensburg Power | NY | CT | RE | 48.8 | 10 | 1993 | NG | 10 | 2007
AG Energy LP | Ogdensburg Power | NY | CT | RE | 23.6 | 10 | 1993 | NG | 10 | 2007
Old Dominion Electric Coop | Marsh Run Generating | VA | GT | IP | 195.5 |  |  | NG
Deseret Generation & Tran Coop | Bonanza | UT | ST | IP | 110 |  |  | WC
Prairie Power, Inc | Pittsfield | IL | IC | RE | 1 | 11 | 1949 | DFO | 12 | 2011
Prairie Power, Inc | Pittsfield | IL | IC | RE | 1 | 11 | 1949 | DFO | 12 | 2011
Prairie Power, Inc | Pittsfield | IL | IC | RE | 1 | 11 | 1949 | DFO | 12 | 2011
Prairie Power, Inc | Pittsfield | IL | IC | RE | 3 | 4 | 1955 | DFO | 12 | 2011
Prairie Power, Inc | Pittsfield | IL | IC | RE | 3 | 4 | 1955 | DFO | 12 | 2011
Prairie Power, Inc | Pearl Station | IL | ST | RE | 22 | 1 | 1967 | BIT | 6 | 2012
Truckee-Carson Irrigation District | Lahontan | NV | IC | RE | 1 | 1 | 1949 | DFO | 12 | 1992
Truckee-Carson Irrigation District | Lahontan | NV | IC | RE | 1 | 1 | 1949 | DFO | 12 | 1992
Unalakleet Valley Elec Coop | Unalakleet | AK | IC | RE | 0.4 | 10 | 1965 | DFO | 5 | 2010
Unalakleet Valley Elec Coop | Unalakleet | AK | IC | RE | 0.4 | 5 | 1982 | DFO | 5 | 2010
Unalakleet Valley Elec Coop | Unalakleet | AK | IC | RE | 0.4 | 3 | 1983 | DFO | 5 | 2010
Unalakleet Valley Elec Coop | Unalakleet | AK | IC | RE | 0.4 | 3 | 1983 | DFO | 5 | 2010
American Mun Power-Ohio, Inc | Richard Gorsuch | OH | ST | RE | 50 | 9 | 1988 | BIT | 11 | 2010
American Mun Power-Ohio, Inc | Richard Gorsuch | OH | ST | RE | 50 | 9 | 1988 | BIT | 11 | 2010
American Mun Power-Ohio, Inc | Richard Gorsuch | OH | ST | RE | 50 | 9 | 1988 | BIT | 11 | 2010
American Mun Power-Ohio, Inc | Richard Gorsuch | OH | ST | RE | 50 | 9 | 1988 | BIT | 11 | 2010
Southern Minnesota Mun P Agny | Fairmont | MN | ST | RE | 5 | 88 | 1945 | NG | 12 | 2009
Southern Minnesota Mun P Agny | Fairmont | MN | ST | RE | 5 | 88 | 1949 | NG | 12 | 2009
Southern Minnesota Mun P Agny | Fairmont | MN | ST | RE | 12.5 | 88 | 1959 | NG | 12 | 2009
BP PLC | Whiting Refinery | IN | ST | RE | 5 | 1 | 1928 | OG | 2 | 2011
BP PLC | Whiting Refinery | IN | ST | RE | 5 | 1 | 1928 | OG | 6 | 2004
Chevron Products Company-Richmond | Richmond Refinery TG800 | CA | ST | RE | 4 | 1 | 1936 | OG | 11 | 2005
Chevron Products Company-Richmond | Richmond Refinery TG800 | CA | ST | RE | 4 | 1 | 1936 | OG | 5 | 2005
Chevron Products Company-Richmond | Richmond Refinery TG800 | CA | ST | RE | 4 | 1 | 1936 | OG | 1 | 2006
Chevron Products Company-Richmond | Richmond Refinery TG800 | CA | ST | RE | 9 | 1 | 1950 | OG | 10 | 2005
Chevron Products Company-Richmond | Richmond Cogen | CA | GT | IP | 43 |  |  | NG
Ameren Energy Resources Generating Co. | Sterling Avenue | IL | GT | RE | 18 | 12 | 1967 | NG | 4 | 2009
Ameren Energy Resources Generating Co. | Sterling Avenue | IL | GT | RE | 18 | 12 | 1967 | NG | 4 | 2009
SP Fiber Technologies NW LLC | SPFT - Newberg Cogen | OR | GT | RE | 54 | 5 | 2002 | NG | 12 | 2008
SP Fiber Technologies NW LLC | SPFT - Newberg Cogen | OR | GT | RE | 54 | 5 | 2002 | NG | 5 | 2007
Waterside Power, LLC | Waterside Power, LLC | CT | GT | RE | 23.2 | 6 | 2003 | DFO | 10 | 2003
Waterside Power, LLC | Waterside Power, LLC | CT | GT | RE | 23.2 | 6 | 2003 | DFO | 10 | 2003
Waterside Power, LLC | Waterside Power, LLC | CT | GT | RE | 23.2 | 5 | 2004 | DFO | 2 | 2006
Great Bay Hydro Corp | Newport Diesels | VT | IC | RE | 1.1 | 88 | 1954 | DFO | 7 | 2007
Great Bay Hydro Corp | Newport Diesels | VT | IC | RE | 0.9 | 88 | 1948 | DFO | 7 | 2007
Great Bay Hydro Corp | Newport Diesels | VT | IC | RE | 0.9 | 88 | 1948 | DFO | 7 | 2007
Great Bay Hydro Corp | Newport Diesels | VT | IC | RE | 0.9 | 88 | 1948 | DFO | 7 | 2007
Great Bay Hydro Corp | Newport Diesels | VT | IC | RE | 0.9 | 88 | 1948 | DFO | 7 | 2007
Great Bay Hydro Corp | Newport Diesels | VT | IC | RE | 1.1 | 88 | 1954 | DFO | 7 | 2007
Great Bay Hydro Corp | Newport Diesels | VT | IC | RE | 1.1 | 88 | 1954 | DFO | 7 | 2007
Invenergy Services LLC | Gunsight Mountain Wind Energy LLC | TX | WT | IP | 120 |  |  | WND
Newmont Nevada Energy Investment, LLC | TS Power Plant | NV | GT | IP | 41.9 |  |  | DFO
Newmont Nevada Energy Investment, LLC | TS Power Plant | NV | GT | IP | 41.9 |  |  | DFO
Newmont Nevada Energy Investment, LLC | TS Power Plant | NV | GT | IP | 41.9 |  |  | DFO
Newmont Nevada Energy Investment, LLC | TS Power Plant | NV | GT | IP | 41.9 |  |  | DFO
DEGS of O&M, LLC | Enterprise Energy Facility | MS | GT | RE | 86.5 | 5 | 2002 | NG | 12 | 2006
DEGS of O&M, LLC | Enterprise Energy Facility | MS | GT | RE | 86.5 | 5 | 2002 | NG | 12 | 2006
DEGS of O&M, LLC | Enterprise Energy Facility | MS | GT | RE | 86.5 | 5 | 2002 | NG | 12 | 2006
DEGS of O&M, LLC | Enterprise Energy Facility | MS | GT | RE | 86.5 | 5 | 2002 | NG | 12 | 2006
FPL Energy Operating Services, Inc. | San Gorgonio Windplant WPP1993 | CA | WT | RE | 34.5 | 4 | 1994 | WND | 9 | 2011
Constellation Mystic Power LLC | Mystic Generating Station | MA | ST | RE | 156.2 | 11 | 1957 | RFO | 12 | 2003
Constellation Mystic Power LLC | Mystic Generating Station | MA | ST | RE | 156.2 | 6 | 1959 | RFO | 12 | 2003
Constellation Mystic Power LLC | Mystic Generating Station | MA | ST | RE | 156.2 | 4 | 1961 | RFO | 12 | 2003
Lincoln Paper and Tissue, LLC | Lincoln Paper & Tissue | ME | ST | RE | 2.5 | 1 | 1951 | BLQ | 5 | 2005
Topaz Power Group LLC | Laredo | TX | ST | RE | 34.5 | 5 | 1951 | NG | 9 | 2008
Topaz Power Group LLC | Laredo | TX | ST | RE | 37.5 | 5 | 1955 | NG | 9 | 2008
Topaz Power Group LLC | Laredo | TX | ST | RE | 115.2 | 8 | 1975 | NG | 9 | 2008
Topaz Power Group LLC | Nueces Bay | TX | ST | RE | 32.5 | 6 | 1949 | NG | 5 | 2008
Topaz Power Group LLC | Nueces Bay | TX | ST | RE | 180 | 5 | 1965 | NG | 5 | 2008
Invista | Seaford Delaware Plant | DE | ST | RE | 10 | 1 | 1939 | NG | 1 | 2010
Invista | Seaford Delaware Plant | DE | ST | RE | 10 | 1 | 1939 | BIT | 5 | 2009
Invista | Seaford Delaware Plant | DE | ST | RE | 10 | 1 | 1939 | NG | 1 | 2010
Invista | Waynesboro Virginia Plant | VA | ST | RE | 3 | 1 | 1929 | BIT | 12 | 2010
Invista | Waynesboro Virginia Plant | VA | ST | RE | 3 | 1 | 1929 | BIT | 12 | 2010
Invista | Waynesboro Virginia Plant | VA | ST | RE | 3 | 1 | 1935 | BIT | 1 | 2008
Invista | Waynesboro Virginia Plant | VA | ST | RE | 3.4 | 1 | 1947 | BIT | 12 | 2010
PPG Industries Inc Works 14 | PPG Industries Works 14 | IL | IC | RE | 1.2 | 12 | 1999 | DFO | 12 | 2005
Utility Board of Key West City | Big Pine | FL | IC | RE | 2.7 | 2 | 1969 | DFO | 9 | 2006
Utility Board of Key West City | Cudjoe | FL | IC | RE | 2.7 | 8 | 1966 | DFO | 9 | 2006
Utility Board of Key West City | Cudjoe | FL | IC | RE | 2.3 | 8 | 1968 | DFO | 9 | 2006
Utility Board of Key West City | Stock Island | FL | IC | RE | 2.5 | 1 | 1965 | DFO | 12 | 2009
Utility Board of Key West City | Stock Island | FL | IC | RE | 2.5 | 1 | 1965 | DFO | 12 | 2009
Utility Board of Key West City | Stock Island | FL | IC | RE | 2.5 | 1 | 1965 | DFO | 12 | 2009
AE Operations LLC | Southbridge Energy Center LLC | MA | ST | RE | 5 | 1 | 1946 | NG | 12 | 2000
AE Operations LLC | Southbridge Energy Center LLC | MA | ST | RE | 3 | 1 | 1938 | NG | 12 | 2000
Rock-Tenn Company | Rock-Tenn Mill | AL | ST | RE | 19 | 12 | 2003 | BLQ | 5 | 2012
Rock-Tenn Company | Rock-Tenn Mill | AL | ST | RE | 10 | 10 | 1957 | BLQ | 10 | 2003
DeKalb Regional Health System | DeKalb Medical Center-Hillandale | GA | IC | RE | 1.5 | 8 | 2003 | DFO | 8 | 2003
Lafayette Utilities System | Rodemacher | LA | ST | RE | 13.3 | 0 | 1950 | NG | 1 | 1997
Lafayette Utilities System | Rodemacher | LA | ST | RE | 25.4 | 0 | 1950 | NG | 1 | 1997
WTG Jameson, L.P. | Jameson Gas Processing Plant | TX | IC | RE | 0.5 | 1 | 1986 | NG | 12 | 1999
Infigen Asset Management LLC | Alliant 1 Wind | IA | WT | IP | 110 |  |  | WND
Exergy Development Group | Jack Ranch 200 | ID | WT | IP | 200 |  |  | WND
Georgia-Pacific Consr Ops LLC-Palatka | Georgia-Pacific Palatka Operations | FL | ST | RE | 14 | 6 | 1956 | BLQ | 1 | 2007
Enel Stillwater LLC | Stillwater Facility | NV | BT | RE | 1.5 | 4 | 1989 | GEO | 1 | 2009
Enel Stillwater LLC | Stillwater Facility | NV | BT | RE | 1.5 | 4 | 1989 | GEO | 1 | 2009
Enel Stillwater LLC | Stillwater Facility | NV | BT | RE | 1.5 | 4 | 1989 | GEO | 1 | 2009
Enel Stillwater LLC | Stillwater Facility | NV | BT | RE | 1.5 | 4 | 1989 | GEO | 1 | 2009
Enel Stillwater LLC | Stillwater Facility | NV | BT | RE | 1.5 | 4 | 1989 | GEO | 1 | 2009
Enel Stillwater LLC | Stillwater Facility | NV | BT | RE | 1.5 | 4 | 1989 | GEO | 1 | 2009
Enel Stillwater LLC | Stillwater Facility | NV | BT | RE | 1.5 | 4 | 1989 | GEO | 1 | 2009
Enel Stillwater LLC | Stillwater Facility | NV | BT | RE | 1.5 | 4 | 1989 | GEO | 1 | 2009
Enel Stillwater LLC | Stillwater Facility | NV | BT | RE | 1.5 | 4 | 1989 | GEO | 1 | 2009
Enel Stillwater LLC | Stillwater Facility | NV | BT | RE | 1.5 | 4 | 1989 | GEO | 1 | 2009
Enel Stillwater LLC | Stillwater Facility | NV | BT | RE | 1.5 | 4 | 1989 | GEO | 1 | 2009
Enel Stillwater LLC | Stillwater Facility | NV | BT | RE | 1.5 | 4 | 1989 | GEO | 1 | 2009
Enel Stillwater LLC | Stillwater Facility | NV | BT | RE | 1.5 | 4 | 1989 | GEO | 1 | 2009
Enel Stillwater LLC | Stillwater Facility | NV | BT | RE | 1.5 | 4 | 1989 | GEO | 1 | 2009
Innovative Energy Systems Inc | Modern Innovative Energy LLC | NY | IC | IP | 1.6 |  |  | LFG
Innovative Energy Systems Inc | Modern Innovative Energy LLC | NY | IC | IP | 1.6 |  |  | LFG
Innovative Energy Systems Inc | Modern Innovative Energy LLC | NY | IC | IP | 1.6 |  |  | LFG
Innovative Energy Systems Inc | Modern Innovative Energy LLC | NY | IC | IP | 1.6 |  |  | LFG
Innovative Energy Systems Inc | Colonie LFGTE Facility | NY | IC | IP | 1.6 |  |  | LFG
Innovative Energy Systems Inc | Hyland LFGTE Facility | NY | IC | IP | 1.6 |  |  | LFG
Valero Energy Corporation | Valero Energy Port Arthur Refinery | TX | CT | RE | 13.7 | 6 | 1972 | NG | 11 | 2006
Chevron USA Inc | McKittrick Cogen | CA | GT | RE | 3.2 | 10 | 1984 | NG | 6 | 2012
Chevron USA Inc | McKittrick Cogen | CA | GT | RE | 3.2 | 10 | 1984 | NG | 6 | 2012
Chevron USA Inc | McKittrick Cogen | CA | GT | RE | 3.2 | 10 | 1984 | NG | 6 | 2012
Chevron USA Inc | Kern River Fee B Cogen | CA | GT | RE | 3.7 | 5 | 1987 | NG | 3 | 2011
Chevron USA Inc | Kern River Fee A Cogen | CA | GT | RE | 3.7 | 6 | 1986 | NG | 3 | 2011
Chevron USA Inc | Kern River Fee A Cogen | CA | GT | RE | 3.7 | 6 | 1986 | NG | 3 | 2011
Chevron USA Inc | Kern River Fee C Cogen | CA | GT | RE | 4.2 | 2 | 1987 | NG | 3 | 2011
Chevron USA Inc | Kern River Fee C Cogen | CA | GT | RE | 3.7 | 2 | 1987 | NG | 3 | 2011
WM Renewable Energy LLC | New Milford Gas Recovery | CT | GT | RE | 3 | 7 | 1991 | LFG | 9 | 2007
WM Renewable Energy LLC | Monroe Livingston Gas Recovery | NY | IC | RE | 0.8 | 12 | 1988 | LFG | 1 | 2009
WM Renewable Energy LLC | Omega Hills Gas Recovery | WI | IC | RE | 1.1 | 9 | 1992 | LFG | 6 | 2001
WM Renewable Energy LLC | Stowe Power Production Plant | PA | GT | RE | 3 | 3 | 1989 | LFG | 1 | 2010
WM Renewable Energy LLC | BJ Gas Recovery | GA | IC | RE | 0.8 | 9 | 1993 | LFG | 2 | 2007
WM Renewable Energy LLC | Metro Methane Recovery Facility | IA | IC | IP | 1.6 |  |  | LFG
WM Renewable Energy LLC | EKS Landfill | MN | IC | RE | 0.9 | 5 | 1994 | LFG | 3 | 2007
WM Renewable Energy LLC | Ridgeview | WI | IC | RE | 0.8 | 12 | 2006 | LFG | 9 | 2010
WM Renewable Energy LLC | Timberline Trail Gas Recovery | WI | IC | RE | 0.8 | 12 | 2007 | LFG | 10 | 2011
WM Renewable Energy LLC | Timberline Trail Gas Recovery | WI | IC | RE | 0.8 | 12 | 2007 | LFG | 10 | 2011
WM Renewable Energy LLC | Mahoning | OH | IC | IP | 0.8 |  |  | LFG
WM Illinois Renewable Energy LLC | CID Gas Recovery | IL | GT | RE | 3 | 3 | 1989 | LFG | 4 | 2011
WM Illinois Renewable Energy LLC | Lake Gas Recovery | IL | GT | RE | 3 | 8 | 1988 | LFG | 10 | 2008
WM Illinois Renewable Energy LLC | Greene Valley Gas Recovery | IL | GT | RE | 3.3 | 3 | 1998 | LFG | 2 | 2010
NRG Wholesale Generation LP | Seward | PA | ST | RE | 62 | 6 | 1950 | BIT | 11 | 2003
NRG Wholesale Generation LP | Seward | PA | ST | RE | 156.2 | 4 | 1957 | BIT | 11 | 2003
NRG Texas Power LLC | Cedar Bayou | TX | ST | RE | 765 | 12 | 1974 | NG | 7 | 2007
NRG Texas Power LLC | P H Robinson | TX | ST | RE | 484.5 | 6 | 1966 | NG | 10 | 2009
NRG Texas Power LLC | P H Robinson | TX | ST | RE | 484.5 | 4 | 1967 | NG | 10 | 2009
NRG Texas Power LLC | P H Robinson | TX | ST | RE | 580.5 | 12 | 1968 | NG | 10 | 2009
NRG Texas Power LLC | P H Robinson | TX | ST | RE | 765 | 12 | 1973 | NG | 10 | 2009
NRG Texas Power LLC | Sam Bertron | TX | GT | RE | 32.6 | 7 | 1967 | NG | 4 | 2009
NRG Texas Power LLC | T H Wharton | TX | ST | RE | 247.8 | 6 | 1960 | NG | 12 | 2005
NRG Texas Power LLC | Webster | TX | ST | RE | 410 | 5 | 1965 | NG | 3 | 2006
NRG Texas Power LLC | Webster | TX | GT | RE | 16.3 | 7 | 1967 | NG | 3 | 2006
FirstLight Power Resources Services LLC | Shepaug | CT | GT | IP | 49.2 |  |  | DFO
ReNu Power Holdings LLC | J L Bates | TX | ST | RE | 75 | 6 | 1958 | NG | 10 | 2008
ReNu Power Holdings LLC | J L Bates | TX | ST | RE | 113.7 | 5 | 1960 | NG | 10 | 2008
ReNu Power Holdings LLC | Lon C Hill | TX | ST | RE | 75 | 3 | 1954 | NG | 12 | 2006
ReNu Power Holdings LLC | Lon C Hill | TX | ST | RE | 75 | 3 | 1956 | NG | 12 | 2006
ReNu Power Holdings LLC | Lon C Hill | TX | ST | RE | 163.2 | 5 | 1959 | NG | 12 | 2010
ReNu Power Holdings LLC | Lon C Hill | TX | ST | RE | 261 | 5 | 1969 | NG | 12 | 2006
ReNu Power Holdings LLC | La Palma | TX | ST | RE | 23 | 5 | 1947 | NG | 2 | 2007
ReNu Power Holdings LLC | La Palma | TX | ST | RE | 23 | 5 | 1949 | NG | 2 | 2007
ReNu Power Holdings LLC | La Palma | TX | ST | RE | 163.2 | 5 | 1970 | NG | 2 | 2007
ReNu Power Holdings LLC | La Palma | TX | GT | RE | 49.1 | 10 | 1975 | NG | 12 | 2006
ReNu Power Holdings LLC | Victoria | TX | ST | RE | 75 | 3 | 1955 | NG | 12 | 2008
ReNu Power Holdings LLC | Victoria | TX | ST | RE | 261 | 5 | 1968 | NG | 12 | 2006
PPL Renewable Energy LLC | Maidencreek Biomass Plant | PA | ST | IP | 5.2 |  |  | WDS
PPL Renewable Energy LLC | Jersey Shore Steel Co | PA | IC | IP | 1.6 |  |  | LFG
PPL Renewable Energy LLC | Warren County | NJ | PV | IP | 0.5 |  |  | SUN
PPL Renewable Energy LLC | Warren County | NJ | PV | IP | 0.5 |  |  | SUN
PPL Renewable Energy LLC | Warren County | NJ | PV | IP | 0.5 |  |  | SUN
PPL Renewable Energy LLC | Warren County | NJ | PV | IP | 0.5 |  |  | SUN
PPL Renewable Energy LLC | Warren County | NJ | PV | IP | 0.5 |  |  | SUN
PPL Renewable Energy LLC | Warren County | NJ | PV | IP | 0.5 |  |  | SUN
PPL Renewable Energy LLC | PPL Glendon LFGTE Plant | PA | IC | IP | 1.6 |  |  | LFG
Boralex Sherman LLC | Boralex Sherman LLC | ME | ST | RE | 21 | 7 | 1986 | WDS | 3 | 2009
Domtar Paper Co LLC Kingsport Mill | Weyerhaeuser Kingsport Mill | TN | ST | RE | 4 | 1 | 1937 | BIT | 4 | 1999
Domtar Paper Co LLC Kingsport Mill | Weyerhaeuser Kingsport Mill | TN | ST | RE | 7 | 1 | 1956 | BLQ | 10 | 2006
Domtar Paper Co LLC Kingsport Mill | Weyerhaeuser Kingsport Mill | TN | ST | RE | 12 | 1 | 1965 | BLQ | 10 | 2006
Energy Developments Inc | Middle Point Landfill Gas Recovery | TN | IC | RE | 1.4 | 6 | 2000 | LFG | 12 | 2011
Energy Developments Inc | Middle Point Landfill Gas Recovery | TN | IC | RE | 1.4 | 6 | 2000 | LFG | 12 | 2011
RG Steel, LLC | RG Steel Sparrows Point, LLC | MD | ST | RE | 30 | 1 | 1949 | BFG | 6 | 2012
RG Steel, LLC | RG Steel Sparrows Point, LLC | MD | ST | RE | 30 | 1 | 1949 | BFG | 6 | 2012
RG Steel, LLC | RG Steel Sparrows Point, LLC | MD | ST | RE | 30 | 1 | 1949 | BFG | 6 | 2012
RG Steel, LLC | RG Steel Sparrows Point, LLC | MD | ST | RE | 30 | 1 | 1949 | BFG | 6 | 2012
Domtar Paper Company LLC | Domtar Paper Co LLC Plymouth NC | NC | ST | RE | 7.5 | 3 | 1949 | BIT | 1 | 2002
Domtar Paper Company LLC | Domtar Paper Co LLC Plymouth NC | NC | ST | RE | 7.5 | 1 | 1956 | BIT | 5 | 2006
Wellington Development WVDT LLC | Greene Energy Resource Recovery Project | PA | ST | IP | 580 |  |  | WC
Acciona Wind Energy USA LLC | Dempsey Ridge Wind Farm | OK | WT | IP | 92 |  |  | WND
Georgia-Pacific Consr Prods LP-Green Bay | Green Bay West Mill | WI | ST | RE | 1.5 | 1 | 1929 | PC | 2 | 2002
Georgia-Pacific Consr Prods LP-Green Bay | Green Bay West Mill | WI | ST | RE | 3 | 1 | 1933 | PC | 2 | 2002
Georgia-Pacific Consr Prods LP-Green Bay | Green Bay West Mill | WI | ST | RE | 3 | 1 | 1940 | PC | 2 | 2002
Georgia-Pacific Consr Prods LP-Green Bay | Green Bay West Mill | WI | ST | RE | 2.5 | 1 | 1947 | PC | 2 | 2002
Georgia-Pacific Consr Prods LP-Green Bay | Green Bay West Mill | WI | ST | RE | 25 | 1 | 1977 | PC | 12 | 2004
Bio-Gas Technologies LTD | Renewable Energy Services of Ohio | OH | IC | IP | 0.6 |  |  | LFG
AE Power Services LLC | Edom Hills Project 1 LLC | CA | WT | RE | 11 | 12 | 1985 | WND | 8 | 2007
Valencia Power LLC | Valencia Energy Facility | NM | GT | IP | 159.5 |  |  | NG
Valencia Power LLC | Valencia Energy Facility | NM | GT | IP | 84.2 |  |  | NG
Valencia Power LLC | Valencia Energy Facility | NM | GT | IP | 84.2 |  |  | NG
Valencia Power LLC | Valencia Energy Facility | NM | CT | IP | 84.2 |  |  | NG
Valencia Power LLC | Valencia Energy Facility | NM | CT | IP | 84.2 |  |  | NG
Catalyst Paper Corp | Catalyst Paper Snowflake Mill | AZ | ST | RE | 27.2 | 6 | 1961 | SUB | 9 | 2012
Catalyst Paper Corp | Catalyst Paper Snowflake Mill | AZ | ST | RE | 43.3 | 12 | 1974 | SUB | 9 | 2012
Luminant Generation Company LLC | North Lake | TX | ST | RE | 176.8 | 12 | 1959 | NG | 5 | 2009
Luminant Generation Company LLC | North Lake | TX | ST | RE | 170.4 | 12 | 1961 | NG | 5 | 2009
Luminant Generation Company LLC | North Lake | TX | ST | RE | 361.3 | 7 | 1964 | NG | 5 | 2009
Luminant Generation Company LLC | Parkdale | TX | ST | RE | 79.6 | 6 | 1953 | NG | 3 | 2004
Luminant Generation Company LLC | Parkdale | TX | ST | RE | 125 | 3 | 1955 | NG | 3 | 2004
Luminant Generation Company LLC | Parkdale | TX | ST | RE | 136 | 3 | 1957 | NG | 3 | 2004
Luminant Generation Company LLC | Eagle Mountain | TX | ST | RE | 122.5 | 7 | 1954 | NG | 12 | 2010
Luminant Generation Company LLC | Eagle Mountain | TX | ST | RE | 187.5 | 12 | 1956 | NG | 12 | 2010
Luminant Generation Company LLC | Eagle Mountain | TX | ST | RE | 396.1 | 6 | 1971 | NG | 12 | 2010
Luminant Generation Company LLC | Morgan Creek | TX | ST | RE | 18.4 | 7 | 1950 | NG | 3 | 2004
Luminant Generation Company LLC | Morgan Creek | TX | ST | RE | 46 | 7 | 1952 | NG | 3 | 2004
Luminant Generation Company LLC | Morgan Creek | TX | ST | RE | 75 | 6 | 1954 | NG | 3 | 2004
Luminant Generation Company LLC | Morgan Creek | TX | ST | RE | 170.4 | 6 | 1959 | NG | 12 | 2011
Luminant Generation Company LLC | Morgan Creek | TX | ST | RE | 517.5 | 7 | 1966 | NG | 12 | 2011
Luminant Generation Company LLC | Morgan Creek | TX | ST | IP | 800 |  |  | SUB
Luminant Generation Company LLC | North Main | TX | ST | RE | 81.2 | 5 | 1952 | NG | 3 | 2004
Luminant Generation Company LLC | Lake Creek | TX | ST | IP | 800 |  |  | SUB
Luminant Generation Company LLC | River Crest | TX | ST | RE | 112.5 | 6 | 1954 | NG | 3 | 2004
Luminant Generation Company LLC | Martin Lake | TX | ST | IP | 800 |  |  | SUB
Luminant Generation Company LLC | Monticello | TX | ST | IP | 800 |  |  | SUB
Luminant Generation Company LLC | TXU Sweetwater Generating Plant | TX | CT | RE | 45 | 6 | 1989 | NG | 5 | 2009
Luminant Generation Company LLC | TXU Sweetwater Generating Plant | TX | CT | RE | 99 | 6 | 1989 | NG | 5 | 2009
Luminant Generation Company LLC | TXU Sweetwater Generating Plant | TX | CT | RE | 99 | 6 | 1989 | NG | 5 | 2009
Luminant Generation Company LLC | TXU Sweetwater Generating Plant | TX | CA | RE | 101 | 6 | 1989 | NG | 9 | 2009
Avenal Power Center LLC | Avenal Power Center | CA | CC | IP | 600 |  |  | NG
Kamin LLC | Kamin LLC Wrens Plant | GA | GT | RE | 1 | 1 | 1986 | NG | 6 | 2002
Kamin LLC | Kamin LLC Wrens Plant | GA | IC | RE | 1.1 | 1 | 1988 | DFO | 6 | 2006
Fibrowatt LLC | FibroHills | NC | ST | IP | 60 |  |  | OBS
Fibrowatt LLC | FibroMont | NC | ST | IP | 62 |  |  | AB
CMP Sartell LLC | International Paper Sartell Mill | MN | ST | RE | 20.4 | 6 | 1982 | BIT | 5 | 2012
CMP Sartell LLC | International Paper Sartell Mill | MN | HY | RE | 0.9 | 3 | 1985 | WAT | 5 | 2012 | 27.1667 |  | 0.9 | 24.45
CMP Sartell LLC | International Paper Sartell Mill | MN | HY | RE | 0.9 | 3 | 1985 | WAT | 5 | 2012 | 27.1667 |  | 0.9 | 24.45
CMP Sartell LLC | International Paper Sartell Mill | MN | HY | RE | 0.9 | 3 | 1985 | WAT | 5 | 2012 | 27.1667 |  | 0.9 | 24.45
CMP Sartell LLC | International Paper Sartell Mill | MN | HY | RE | 0.9 | 3 | 1985 | WAT | 5 | 2012 | 27.1667 |  | 0.9 | 24.45
CMP Sartell LLC | International Paper Sartell Mill | MN | HY | RE | 0.9 | 3 | 1985 | WAT | 5 | 2012 | 27.1667 |  | 0.9 | 24.45
CMP Sartell LLC | International Paper Sartell Mill | MN | HY | RE | 0.9 | 3 | 1985 | WAT | 5 | 2012 | 27.1667 |  | 0.9 | 24.45
CMP Sartell LLC | International Paper Sartell Mill | MN | HY | RE | 0.9 | 3 | 1985 | WAT | 5 | 2012 | 27.1667 |  | 0.9 | 24.45
CMP Sartell LLC | International Paper Sartell Mill | MN | HY | RE | 0.8 | 3 | 1985 | WAT | 5 | 2012 | 27.1667 |  | 0.8 | 21.7333
CMP Sartell LLC | International Paper Sartell Mill | MN | HY | RE | 0.8 | 3 | 1985 | WAT | 5 | 2012 | 27.1667 |  | 0.8 | 21.7333
CMP Sartell LLC | International Paper Sartell Mill | MN | HY | RE | 0.7 | 3 | 1985 | WAT | 5 | 2012 | 27.1667 |  | 0.7 | 19.0167
CMP Sartell LLC | International Paper Sartell Mill | MN | HY | RE | 0.7 | 3 | 1985 | WAT | 5 | 2012 | 27.1667 |  | 0.7 | 19.0167
Encore Energy Partners Operating LLC | Elk Basin Gasoline Plant | WY | ST | RE | 0.5 | 1 | 1958 | OG | 3 | 2007
Southeastern Chester County Refuse Auth | SECCRA Community Landfill | PA | IC | RE | 1.1 | 10 | 2008 | LFG | 11 | 2010
Atlas Pipeline Mid Continent WestTex LLC | Midkiff Plant | TX | IC | RE | 1.2 | 5 | 1990 | NG | 12 | 2009
Atlas Pipeline Mid Continent WestTex LLC | Midkiff Plant | TX | IC | RE | 1.2 | 5 | 1990 | NG | 12 | 2009
Atlas Pipeline Mid Continent WestTex LLC | Midkiff Plant | TX | IC | RE | 1.2 | 5 | 1990 | NG | 12 | 2009
GreenVolts Inc | GV1 | CA | PV | IP | 1 |  |  | SUN
GreenVolts Inc | GV1 | CA | PV | IP | 1 |  |  | SUN
ArcelorMittal USA Inc | 2 AC Station | IN | ST | RE | 20 | 1 | 1948 | BFG | 4 | 2009
ArcelorMittal USA Inc | 2 AC Station | IN | ST | RE | 20 | 3 | 1950 | BFG | 4 | 2009
ArcelorMittal USA Inc | 2 AC Station | IN | ST | RE | 11.2 | 3 | 1931 | BFG | 12 | 2007
ArcelorMittal USA Inc | 2 AC Station | IN | ST | RE | 11.2 | 1 | 1926 | BFG | 4 | 2009
ArcelorMittal USA Inc | 2 AC Station | IN | ST | RE | 20 | 1 | 1938 | BFG | 6 | 1996
ArcelorMittal USA Inc | 4 AC Station | IN | ST | RE | 67.5 | 8 | 1963 | BIT | 4 | 1999
ArcelorMittal USA Inc | 4 AC Station | IN | ST | RE | 67.5 | 10 | 1963 | BIT | 4 | 1999
NAEA Operating Company LLC | NAEA Ocean Peaking Power LLC | NJ | GT | IP | 191.5 |  |  | NG
Fairbanks Morse Engine | Fairbanks Morse Engine | WI | IC | RE | 3.1 | 8 | 1996 | DFO | 9 | 2007
Savannah River Nuclear Solutions LLC | US DOE Savannah River Site (D Area) | SC | ST | RE | 9.4 | 1 | 1952 | BIT | 4 | 2012
Savannah River Nuclear Solutions LLC | US DOE Savannah River Site (D Area) | SC | ST | RE | 9.4 | 1 | 1952 | BIT | 4 | 2012
Savannah River Nuclear Solutions LLC | US DOE Savannah River Site (D Area) | SC | ST | RE | 9.4 | 1 | 1952 | BIT | 4 | 2012
Savannah River Nuclear Solutions LLC | US DOE Savannah River Site (D Area) | SC | ST | RE | 12.5 | 1 | 1952 | BIT | 4 | 2012
Savannah River Nuclear Solutions LLC | US DOE Savannah River Site (D Area) | SC | ST | RE | 12.5 | 1 | 1952 | BIT | 4 | 2012
Savannah River Nuclear Solutions LLC | US DOE Savannah River Site (D Area) | SC | ST | RE | 12.5 | 1 | 1952 | BIT | 4 | 2012
Savannah River Nuclear Solutions LLC | US DOE Savannah River Site (D Area) | SC | ST | RE | 12.5 | 1 | 1952 | BIT | 4 | 2012
GDF Suez North America | Newgulf Cogen | TX | CA | RE | 12.5 | 12 | 1988 | NG | 2 | 2005
CPV Valley LLC | CPV Valley Energy Center | NY | CT | IP | 190 |  |  | NG
Smart Papers Holdings LLC | Smart Papers LLC | OH | ST | RE | 1 | 6 | 2009 | BIT | 8 | 2012
Smart Papers Holdings LLC | Smart Papers LLC | OH | ST | RE | 1.5 | 6 | 2009 | BIT | 8 | 2012
Smart Papers Holdings LLC | Smart Papers LLC | OH | ST | RE | 9.4 | 6 | 2009 | BIT | 8 | 2012
Smart Papers Holdings LLC | Smart Papers LLC | OH | ST | RE | 9.4 | 6 | 2009 | BIT | 8 | 2012
Smart Papers Holdings LLC | Smart Papers LLC | OH | ST | RE | 6 | 1 | 1924 | BIT | 8 | 2012
Smart Papers Holdings LLC | Smart Papers LLC | OH | ST | RE | 1.5 | 1 | 1927 | BIT | 5 | 2009
Smart Papers Holdings LLC | Smart Papers LLC | OH | ST | RE | 7.5 | 1 | 1930 | BIT | 8 | 2012
Smart Papers Holdings LLC | Smart Papers LLC | OH | ST | RE | 10.5 | 1 | 1930 | BIT | 8 | 2012
Multitrade Rabun Gap LLC | Rabun Gap Cogen Facility | GA | ST | RE | 4.1 | 1 | 1986 | WDS | 1 | 2010
Green Gas-Pioneer Crossing Energy LLC | Pioneer Crossing Landfill Gas to Energy | PA | IC | IP | 1.6 |  |  | LFG
Air Products LLC | Pasadena | TX | GT | RE | 6.5 | 7 | 1985 | NG | 12 | 2012
Air Products LLC | Air Products Port Arthur | TX | CA | RE | 3 | 11 | 2000 | NG | 4 | 2012
DeKalb County GA | DeKalb County Green Energy Facility | GA | IC | IP | 1.6 |  |  | LFG
SCE Engineers | Montgomery County Oaks LFGE Plant | MD | GT | IP | 2.8 |  |  | LFG
SCE Engineers | Montgomery County Oaks LFGE Plant | MD | GT | IP | 2.8 |  |  | LFG
WEHRAN Energy Corporation | Brookhaven Facility | NY | IC | RE | 1.3 | 1 | 1995 | LFG | 1 | 2005
WEHRAN Energy Corporation | Brookhaven Facility | NY | IC | RE | 1.3 | 1 | 1995 | LFG | 12 | 2012
WEHRAN Energy Corporation | Brookhaven Facility | NY | IC | RE | 1.3 | 1 | 1995 | LFG | 12 | 2012
WEHRAN Energy Corporation | Brookhaven Facility | NY | IC | RE | 1.3 | 1 | 1995 | LFG | 12 | 2012
NAEA Rock Springs LLC | NAEA Rock Springs LLC | MD | GT | IP | 195 |  |  | NG
NAEA Rock Springs LLC | NAEA Rock Springs LLC | MD | GT | IP | 195 |  |  | NG
NAEA Energy Massachusetts LLC | NAEA Energy Massachusetts LLC | MA | ST | RE | 51 | 1 | 1949 | RFO | 4 | 2002
NAEA Energy Massachusetts LLC | NAEA Energy Massachusetts LLC | MA | ST | RE | 51 | 1 | 1952 | RFO | 4 | 2002
BIOENERGY POWER LLC | Bioenergy Power LLC | IN | ST | IP | 30 |  |  | WDS
Black Prairie Wind Farm LLC | Black Prairie Wind Farm LLC | IL | WT | IP | 200 |  |  | WND
Black Prairie Wind Farm LLC | Black Prairie Wind Farm LLC | IL | WT | IP | 200 |  |  | WND
Red Shield Acquisition LLC | Red Shield Envir Old Town Facility | ME | ST | RE | 3.5 | 7 | 1946 | RFO | 12 | 2002
Gamesa Energy USA | Crescent Ridge II Wind Energy Project | IL | WT | IP | 57.8 |  |  | WND
Gamesa Energy USA | Lancaster Wind Farm Project | IL | WT | IP | 70 |  |  | WND
Ascend Performance Materials | Ascend Performance Materials Texas Inc. | TX | ST | RE | 1.2 | 10 | 1990 | OG | 6 | 2005
Ascend Performance Materials | Ascend Performance Materials Texas Inc. | TX | ST | RE | 2 | 10 | 1990 | OG | 6 | 2005
KPAQ Industries LLC | St Francisville Mill | LA | GT | RE | 45 | 12 | 1985 | NG | 7 | 1999
National Grid Generation LLC | E F Barrett | NY | GT | RE | 18 | 7 | 1970 | NG | 10 | 2011
National Grid Generation LLC | Far Rockaway | NY | ST | RE | 100 | 12 | 1953 | NG | 7 | 2012
National Grid Generation LLC | Glenwood | NY | ST | RE | 114 | 12 | 1952 | NG | 7 | 2012
National Grid Generation LLC | Glenwood | NY | ST | RE | 114 | 11 | 1954 | NG | 7 | 2012
National Grid Generation LLC | Port Jefferson | NY | ST | RE | 46 | 10 | 1950 | RFO | 9 | 1997
National Grid Generation LLC | Port Jefferson | NY | ST | RE | 46 | 12 | 1948 | RFO | 9 | 1997
Liberty Green Renewables Indiana LLC | Scottsburg Renewable Energy Center | IN | ST | IP | 32 |  |  | WDS
Morris Energy Operations Company, LLC | York Generation Company LLC | PA | CT | RE | 8.3 | 4 | 1989 | NG | 12 | 2004
Morris Energy Operations Company, LLC | York Generation Company LLC | PA | CT | RE | 8.3 | 4 | 1989 | NG | 12 | 2004
Pattern Operators LP | Ecogen Wind | NY | WT | IP | 79.5 |  |  | WND
Pattern Operators LP | Seldom Seen Wind LLC | PA | WT | IP | 41 |  |  | WND
Pattern Operators LP | Aragonne Mesa Phase II | NM | WT | IP | 110.4 |  |  | WND
Pattern Operators LP | Majestic 2 Wind Farm | TX | WT | IP | 79.2 |  |  | WND
Pattern Operators LP | El Paso Wind Project | IL | WT | IP | 80 |  |  | WND
Optim Energy LLC | Twin Oaks Power One | TX | ST | IP | 600 |  |  | LIG
Delaware City Refining Company LLC | Delaware City Plant | DE | GT | RE | 1.2 | 9 | 1980 | NG | 10 | 1997
Calpine New Jersey Generation LLC | Deepwater | NJ | ST | RE | 53 | 5 | 1930 | RFO | 4 | 2004
Calpine New Jersey Generation LLC | Deepwater | NJ | GT | RE | 18.6 | 4 | 1967 | NG | 5 | 2005
Calpine Mid-Merit LLC | York Energy Center | PA | CT | IP | 120 |  |  | NG
Calpine Mid-Merit LLC | York Energy Center | PA | CT | IP | 120 |  |  | NG
Calpine Mid-Merit LLC | York Energy Center | PA | CT | IP | 120 |  |  | NG
Calpine Mid-Merit LLC | York Energy Center | PA | CA | IP | 200 |  |  | NG
First Solar Energy LLC | Alpine Solar | CA | PV | IP | 26 |  |  | SUN
First Solar Energy LLC | Agua Caliente Solar Project | AZ | PV | IP | 290 |  |  | SUN
TMC LLC | TMC LLC | FL | ST | RE | 7.5 | 8 | 1990 | WDS | 3 | 2012
Lake Country Wind Energy | Lake Country Wind Energy | MN | WT | IP | 300 |  |  | WND
Solar Trust of America | Palen Solar Power Project | CA | ST | IP | 273.4 |  |  | SUN
Solar Trust of America | Palen Solar Power Project | CA | ST | IP | 273.4 |  |  | SUN
Solar Trust of America | Amargosa Solar Power Project | NV | ST | IP | 273.4 |  |  | SUN
Solar Trust of America | Amargosa Solar Power Project | NV | ST | IP | 273.4 |  |  | SUN
Klamath Falls Bioenergy LLC | Klamath Falls Bioenergy Facility | OR | ST | IP | 42 |  |  | WDS
USG Nevada LLC | Empire | NV | ST | RE | 1.2 | 12 | 1987 | GEO | 12 | 2011
USG Nevada LLC | Empire | NV | ST | RE | 1.2 | 12 | 1987 | GEO | 12 | 2011
USG Nevada LLC | Empire | NV | ST | RE | 1.2 | 12 | 1987 | GEO | 12 | 2011
USG Nevada LLC | Empire | NV | ST | RE | 1.2 | 12 | 1987 | GEO | 12 | 2011
NRG Solar LLC | Hyder Projects | AZ | PV | IP | 99 |  |  | SUN
NRG Solar LLC | Hyder Projects | AZ | PV | IP | 99 |  |  | SUN
NRG Solar LLC | Hyder Projects | AZ | PV | IP | 40 |  |  | SUN
NRG Solar LLC | Blythe Projects | CA | PV | IP | 200 |  |  | SUN
NRG Solar LLC | Blythe Projects | CA | PV | IP | 20 |  |  | SUN
NRG Solar LLC | NRG Solar Desert Center | CA | PV | IP | 49.5 |  |  | SUN
Consolidated Edison Development Inc. | PA Solar Park | PA | PV | IP | 9.9 |  |  | SUN
TX LFG Energy, LP | Baytown | TX | IC | IP | 1.3 |  |  | LFG
TX LFG Energy, LP | Conroe | TX | IC | RE | 1 | 8 | 2003 | LFG | 4 | 2012
TX LFG Energy, LP | Conroe | TX | IC | RE | 1 | 8 | 2003 | LFG | 4 | 2012
TX LFG Energy, LP | Conroe | TX | IC | RE | 1 | 8 | 2003 | LFG | 4 | 2012
TX LFG Energy, LP | Security | TX | IC | RE | 1.3 | 12 | 2003 | LFG | 7 | 2004
Toyon Landfill Gas Conversion, LLC | Toyon Power Station | CA | IC | RE | 1.8 | 1 | 1986 | LFG | 1 | 2004
Toyon Landfill Gas Conversion, LLC | Toyon Power Station | CA | IC | RE | 1.8 | 1 | 1986 | LFG | 1 | 2004
Toyon Landfill Gas Conversion, LLC | Toyon Power Station | CA | IC | RE | 1.8 | 1 | 1986 | LFG | 1 | 2004
Outagamie Clean Energy Project LLC | Outagamie County Co-Generation Facility | WI | IC | RE | 0.8 | 9 | 1991 | LFG | 10 | 2006
Outagamie Clean Energy Project LLC | Outagamie County Co-Generation Facility | WI | IC | RE | 0.8 | 9 | 1991 | LFG | 10 | 2006
Outagamie Clean Energy Project LLC | Outagamie County Co-Generation Facility | WI | IC | RE | 0.8 | 9 | 1991 | LFG | 10 | 2006
Oneida Energy Inc | Oneida Energy | WI | GT | IP | 1.5 |  |  | NG
Oneida Energy Inc | Oneida Energy | WI | GT | IP | 1.5 |  |  | NG
Central Ohio BioEnergy | Central Ohio BioEnergy Plant #1 | OH | IC | RE | 1 | 12 | 2010 | OBG | 11 | 2011
Valley NG Power Company LLC | Valley | TX | ST | IP | 800 |  |  | SUB
Big Brown Power Company LLC | Big Brown | TX | ST | IP | 800 |  |  | SUB
Algonquin Power Sanger LLC | Algonquin Power Sanger LLC | CA | CA | RE | 12.5 | 11 | 1990 | NG | 3 | 2012
IPL FIT Monrovia I LLC | IPL FIT Monrovia I LLC | IN | WT | IP | 20 |  |  | WND
Lexington Chenoa Wind Farm II LLC | Lexington Chenoa Wind Farm II LLC | IL | WT | IP | 100 |  |  | WND
Lexington Chenoa Wind Farm LLC | Lexington Chenoa Wind Farm LLC | IL | WT | IP | 200 |  |  | WND
FRV Mojave Solar LP | FRV Mojave Solar Project | CA | PV | IP | 20 |  |  | SUN
Vestas Towers America, Inc | Vestas Towers America, Inc. | CO | WT | IP | 3 |  |  | WND
Phillips 66 Sweeny IGCC | Sweeny IGCC Plant | TX | CC | IP | 680 |  |  | PC
Beacon Power LLC | Tehachapi Spindle | CA | FW | IP | 20 |  |  | MWH
Apex Power Contracting and Consulting | Cytec 1, 2 & 3 | CT | IC | RE | 1.8 | 1 | 2005 | DFO | 7 | 2011
Apex Power Contracting and Consulting | Cytec 1, 2 & 3 | CT | IC | RE | 1.8 | 1 | 2005 | DFO | 7 | 2011
Apex Power Contracting and Consulting | Cytec 1, 2 & 3 | CT | IC | RE | 1.8 | 1 | 2006 | DFO | 7 | 2011
Ameresco Butte County LLC | Ameresco | CA | IC | IP | 2.3 |  |  | LFG
Oak Grove Management Co LLC | Oak Grove | TX | ST | IP | 800.8 |  |  | LIG
Oak Grove Management Co LLC | Oak Grove | TX | ST | IP | 800.8 |  |  | LIG
Sandow Power Co LLC | Sandow No 5 | TX | ST | RE | 121 | 12 | 1953 | LIG | 12 | 2006
Sandow Power Co LLC | Sandow No 5 | TX | ST | RE | 121 | 2 | 1954 | LIG | 12 | 2006
Sandow Power Co LLC | Sandow No 5 | TX | ST | RE | 121 | 7 | 1954 | LIG | 12 | 2006
St Joseph Energy Center LLC | St Joseph Energy Center | IN | CC | IP | 670 |  |  | NG
Third Quadrant Energy LLC | Grand View PV Solar One | ID | PV | IP | 20 |  |  | SUN
New Jersey Power Development LLC | Old Bridge Clean Energy Center | NJ | CS | IP | 230 |  |  | NG
New Jersey Power Development LLC | Old Bridge Clean Energy Center | NJ | CS | IP | 230 |  |  | NG
Celanese Acetate LLC | Celanese Acetate LLC | VA | IC | RE | 2.6 | 8 | 1996 | DFO | 12 | 2003
L'Energia Energy | L'Energia Energy Center | MA | CT | RE | 65.5 | 10 | 1992 | NG | 12 | 2007
California Pacific Electric Company | Kings Beach | CA | IC | RE | 2.7 | 1 | 1969 | DFO | 3 | 2008
California Pacific Electric Company | Kings Beach | CA | IC | RE | 2.7 | 1 | 1969 | DFO | 3 | 2008
California Pacific Electric Company | Kings Beach | CA | IC | RE | 2.7 | 1 | 1969 | DFO | 3 | 2008
California Pacific Electric Company | Kings Beach | CA | IC | RE | 2.7 | 1 | 1969 | DFO | 3 | 2008
California Pacific Electric Company | Kings Beach | CA | IC | RE | 2.7 | 1 | 1969 | DFO | 3 | 2008
California Pacific Electric Company | Kings Beach | CA | IC | RE | 2.7 | 1 | 1969 | DFO | 3 | 2008
Sycamore Energy 1 LLC | Sycamore Energy 1 | CA | GT | RE | 0.9 | 12 | 1989 | LFG | 7 | 2010
Sycamore Energy 1 LLC | Sycamore Energy 1 | CA | GT | RE | 0.9 | 12 | 1989 | LFG | 11 | 2010
Newby Island II LLC | GRS Newby II | CA | IC | RE | 1.1 | 12 | 1989 | LFG | 1 | 2012
Newby Island II LLC | GRS Newby II | CA | IC | RE | 1.1 | 12 | 1989 | LFG | 1 | 2012
Newby Island II LLC | GRS Newby II | CA | IC | RE | 1.1 | 12 | 1989 | LFG | 1 | 2012
Eagle Creek RE LLC | Swinging Bridge 1 | NY | HY | RE | 5 | 2 | 1930 | WAT | 6 | 2006 | 76.3333 |  | 5 | 381.6667
Bluestem LLC | Springview | NE | WT | RE | 0.7 | 10 | 1998 | WND | 10 | 2007
Bluestem LLC | Springview | NE | WT | RE | 0.7 | 10 | 1998 | WND | 10 | 2007
NextEra Blythe Solar Energy Center, LLC | Blythe Solar Power Project | CA | ST | IP | 273.4 |  |  | SUN
NextEra Blythe Solar Energy Center, LLC | Blythe Solar Power Project | CA | ST | IP | 273.4 |  |  | SUN
NextEra Blythe Solar Energy Center, LLC | Blythe Solar Power Project | CA | ST | IP | 273.4 |  |  | SUN
NextEra Blythe Solar Energy Center, LLC | Blythe Solar Power Project | CA | ST | IP | 273.4 |  |  | SUN

## BGCL
Electricity Source | Lifetime (yr)
hard coal | 45
natural gas nonpeaker | 45
cogeneration | 33
hydro | 75
onshore wind | 30
solar PV | 30
solar thermal | 30
biomass | 45
geothermal | 30
petroleum | 45
natural gas peaker | 45
coal to gas | 15
offshore wind | 30