## About
SYC Start Year Electricity Generation Capacity
SYC Fraction of Peakers that Provide Flexibility Points
Sources: | Electricity Capacity
Alberta Utility Commission
2018
Installed Capacity
http://www.auc.ab.ca/pages/annual-electricity-data.aspx
Electricity Capacity
NEB
2018-01-17
Canada’s Energy Future 2017 (abd 2016): Energy Supply and Demand Projections to 2040
https://apps.neb-one.gc.ca/ftrppndc4/dflt.aspx?GoCTemplateCulture=en-CA
Reference case, using both 'By plant' and 'By fuel' types
Notes
Existing public data does not differentiate NG-peaker and NG non-peaker.
Assumptions outlined in 'CDN data reconciliation' tab
AESO data is for 2016
Assume the units that 'provide flexibility' are NGCCs.

## US Form 860_Generator
2015 Form EIA-860 Data - Schedule 3, 'Generator Data' (Operable Units Only)
Plant Code | Technology | Prime Mover | Summer Capacity (MW) | Associated with Combined Heat and Power System | Sector Name | Energy Source 1 | Model Energy Source | Include?
2 | Conventional Hydroelectric | HY | 56 | N | Electric Utility | WAT | hydro | TRUE | Include CHP Plants? | FALSE
3 | Natural Gas Steam Turbine | ST | 55 | N | Electric Utility | NG | natural gas peaker | TRUE | Include Non-Utilty Plants? | FALSE
3 | Natural Gas Steam Turbine | ST | 55 | N | Electric Utility | NG | natural gas peaker | TRUE
3 | Conventional Steam Coal | ST | 362 | N | Electric Utility | BIT | hard coal | TRUE
3 | Conventional Steam Coal | ST | 726.5 | N | Electric Utility | BIT | hard coal | TRUE
3 | Natural Gas Fired Combined Cycle | CT | 154 | N | Electric Utility | NG | natural gas nonpeaker | TRUE
3 | Natural Gas Fired Combined Cycle | CT | 154 | N | Electric Utility | NG | natural gas nonpeaker | TRUE
3 | Natural Gas Fired Combined Cycle | CA | 173 | N | Electric Utility | NG | natural gas nonpeaker | TRUE
3 | Natural Gas Fired Combined Cycle | CT | 154 | N | Electric Utility | NG | natural gas nonpeaker | TRUE
3 | Natural Gas Fired Combined Cycle | CT | 154 | N | Electric Utility | NG | natural gas nonpeaker | TRUE
3 | Natural Gas Fired Combined Cycle | CA | 173 | N | Electric Utility | NG | natural gas nonpeaker | TRUE
4 | Conventional Hydroelectric | HY | 75.3 | N | Electric Utility | WAT | hydro | TRUE
4 | Conventional Hydroelectric | HY | 75.3 | N | Electric Utility | WAT | hydro | TRUE
4 | Conventional Hydroelectric | HY | 75.3 | N | Electric Utility | WAT | hydro | TRUE
7 | Natural Gas Steam Turbine | ST | 64 | Y | Electric Utility | NG | natural gas peaker | TRUE
7 | Natural Gas Steam Turbine | ST | 66 | Y | Electric Utility | NG | natural gas peaker | TRUE
8 | Conventional Steam Coal | ST | 703 | N | Electric Utility | BIT | hard coal | TRUE
8 | Conventional Steam Coal | ST | 161 | N | Electric Utility | BIT | hard coal | TRUE
8 | Conventional Steam Coal | ST | 170 | N | Electric Utility | BIT | hard coal | TRUE
9 | Natural Gas Fired Combustion Turbine | GT | 62 | N | Electric Utility | NG | natural gas peaker | TRUE
10 | Conventional Steam Coal | ST | 254 | N | Electric Utility | BIT | hard coal | TRUE
10 | Conventional Steam Coal | ST | 243 | N | Electric Utility | BIT | hard coal | TRUE
10 | Natural Gas Fired Combustion Turbine | GT | 85 | N | Electric Utility | NG | natural gas peaker | TRUE
10 | Natural Gas Fired Combustion Turbine | GT | 84 | N | Electric Utility | NG | natural gas peaker | TRUE
10 | Natural Gas Fired Combustion Turbine | GT | 82 | N | Electric Utility | NG | natural gas peaker | TRUE
10 | Natural Gas Fired Combustion Turbine | GT | 81 | N | Electric Utility | NG | natural gas peaker | TRUE
10 | Natural Gas Fired Combustion Turbine | GT | 82 | N | Electric Utility | NG | natural gas peaker | TRUE
10 | Natural Gas Fired Combustion Turbine | GT | 81 | N | Electric Utility | NG | natural gas peaker | TRUE
10 | Natural Gas Fired Combustion Turbine | GT | 80 | N | Electric Utility | NG | natural gas peaker | TRUE
10 | Natural Gas Fired Combustion Turbine | GT | 83 | N | Electric Utility | NG | natural gas peaker | TRUE
10 | Natural Gas Fired Combustion Turbine | GT | 82 | N | Electric Utility | NG | natural gas peaker | TRUE
11 | Conventional Hydroelectric | HY | 23.3 | N | Electric Utility | WAT | hydro | TRUE
11 | Conventional Hydroelectric | HY | 23.3 | N | Electric Utility | WAT | hydro | TRUE
11 | Conventional Hydroelectric | HY | 23.4 | N | Electric Utility | WAT | hydro | TRUE
12 | Conventional Hydroelectric | HY | 45 | N | Electric Utility | WAT | hydro | TRUE
13 | Conventional Hydroelectric | HY | 25 | N | Electric Utility | WAT | hydro | TRUE
13 | Conventional Hydroelectric | HY | 25 | N | Electric Utility | WAT | hydro | TRUE
13 | Conventional Hydroelectric | HY | 25 | N | Electric Utility | WAT | hydro | TRUE
13 | Conventional Hydroelectric | HY | 25 | N | Electric Utility | WAT | hydro | TRUE
14 | Conventional Hydroelectric | HY | 45 | N | Electric Utility | WAT | hydro | TRUE
14 | Conventional Hydroelectric | HY | 45 | N | Electric Utility | WAT | hydro | TRUE
14 | Conventional Hydroelectric | HY | 45 | N | Electric Utility | WAT | hydro | TRUE
15 | Conventional Hydroelectric | HY | 29.8 | N | Electric Utility | WAT | hydro | TRUE
15 | Conventional Hydroelectric | HY | 29.8 | N | Electric Utility | WAT | hydro | TRUE
15 | Conventional Hydroelectric | HY | 29.8 | N | Electric Utility | WAT | hydro | TRUE
15 | Conventional Hydroelectric | HY | 29.8 | N | Electric Utility | WAT | hydro | TRUE
15 | Conventional Hydroelectric | HY | 29.8 | N | Electric Utility | WAT | hydro | TRUE
15 | Conventional Hydroelectric | HY | 29.8 | N | Electric Utility | WAT | hydro | TRUE
16 | Conventional Hydroelectric | HY | 46.5 | N | Electric Utility | WAT | hydro | TRUE
16 | Conventional Hydroelectric | HY | 46.5 | N | Electric Utility | WAT | hydro | TRUE
16 | Conventional Hydroelectric | HY | 46.5 | N | Electric Utility | WAT | hydro | TRUE
16 | Conventional Hydroelectric | HY | 46.5 | N | Electric Utility | WAT | hydro | TRUE
17 | Conventional Hydroelectric | HY | 19.5 | N | Electric Utility | WAT | hydro | TRUE
17 | Conventional Hydroelectric | HY | 48.8 | N | Electric Utility | WAT | hydro | TRUE
17 | Conventional Hydroelectric | HY | 48.8 | N | Electric Utility | WAT | hydro | TRUE
17 | Conventional Hydroelectric | HY | 48.8 | N | Electric Utility | WAT | hydro | TRUE
18 | Conventional Hydroelectric | HY | 90 | N | Electric Utility | WAT | hydro | TRUE
18 | Conventional Hydroelectric | HY | 90 | N | Electric Utility | WAT | hydro | TRUE
19 | Conventional Hydroelectric | HY | 34 | N | Electric Utility | WAT | hydro | TRUE
19 | Conventional Hydroelectric | HY | 34 | N | Electric Utility | WAT | hydro | TRUE
19 | Conventional Hydroelectric | HY | 10 | N | Electric Utility | WAT | hydro | TRUE
20 | Conventional Hydroelectric | HY | 24.7 | N | Electric Utility | WAT | hydro | TRUE
20 | Conventional Hydroelectric | HY | 24.7 | N | Electric Utility | WAT | hydro | TRUE
20 | Conventional Hydroelectric | HY | 24.7 | N | Electric Utility | WAT | hydro | TRUE
21 | Conventional Hydroelectric | HY | 23.5 | N | Electric Utility | WAT | hydro | TRUE
21 | Conventional Hydroelectric | HY | 23.5 | N | Electric Utility | WAT | hydro | TRUE
26 | Conventional Steam Coal | ST | 254 | N | Electric Utility | BIT | hard coal | TRUE
26 | Conventional Steam Coal | ST | 256 | N | Electric Utility | BIT | hard coal | TRUE
26 | Conventional Steam Coal | ST | 254 | N | Electric Utility | BIT | hard coal | TRUE
26 | Conventional Steam Coal | ST | 842 | N | Electric Utility | BIT | hard coal | TRUE
26 | Petroleum Liquids | GT | 16 | N | Electric Utility | DFO | petroleum | TRUE
26 | Natural Gas Steam Turbine | ST | 256 | N | Electric Utility | NG | natural gas peaker | TRUE
30 | Natural Gas Internal Combustion Engine | IC | 3.1 | N | Electric Utility | NG | natural gas peaker | TRUE
30 | Natural Gas Internal Combustion Engine | IC | 1.5 | N | Electric Utility | NG | natural gas peaker | TRUE
30 | Natural Gas Internal Combustion Engine | IC | 0.9 | N | Electric Utility | NG | natural gas peaker | TRUE
30 | Natural Gas Internal Combustion Engine | IC | 3.7 | N | Electric Utility | NG | natural gas peaker | TRUE
30 | Natural Gas Internal Combustion Engine | IC | 1.1 | N | Electric Utility | NG | natural gas peaker | TRUE
34 | Conventional Hydroelectric | HY | 12.1 | N | IPP Non-CHP | WAT | hydro | TRUE
38 | Conventional Hydroelectric | HY | 30 | N | Electric Utility | WAT | hydro | TRUE
38 | Conventional Hydroelectric | HY | 30 | N | Electric Utility | WAT | hydro | TRUE
38 | Conventional Hydroelectric | HY | 30 | N | Electric Utility | WAT | hydro | TRUE
46 | Nuclear | ST | 1100.8 | N | Electric Utility | NUC | nuclear | TRUE
46 | Nuclear | ST | 1103.7 | N | Electric Utility | NUC | nuclear | TRUE
46 | Nuclear | ST | 1104.9 | N | Electric Utility | NUC | nuclear | TRUE
47 | Conventional Steam Coal | ST | 178 | N | Electric Utility | BIT | hard coal | TRUE
47 | Conventional Steam Coal | ST | 178 | N | Electric Utility | BIT | hard coal | TRUE
47 | Conventional Steam Coal | ST | 178 | N | Electric Utility | BIT | hard coal | TRUE
47 | Conventional Steam Coal | ST | 178 | N | Electric Utility | BIT | hard coal | TRUE
47 | Conventional Steam Coal | ST | 472 | N | Electric Utility | BIT | hard coal | TRUE
47 | Natural Gas Fired Combustion Turbine | GT | 45.4 | N | Electric Utility | NG | natural gas peaker | TRUE
47 | Natural Gas Fired Combustion Turbine | GT | 45.4 | N | Electric Utility | NG | natural gas peaker | TRUE
47 | Natural Gas Fired Combustion Turbine | GT | 45.4 | N | Electric Utility | NG | natural gas peaker | TRUE
47 | Natural Gas Fired Combustion Turbine | GT | 45.4 | N | Electric Utility | NG | natural gas peaker | TRUE
47 | Natural Gas Fired Combustion Turbine | GT | 45.4 | N | Electric Utility | NG | natural gas peaker | TRUE
47 | Natural Gas Fired Combustion Turbine | GT | 45.4 | N | Electric Utility | NG | natural gas peaker | TRUE
47 | Natural Gas Fired Combustion Turbine | GT | 45.4 | N | Electric Utility | NG | natural gas peaker | TRUE
47 | Natural Gas Fired Combustion Turbine | GT | 45.4 | N | Electric Utility | NG | natural gas peaker | TRUE
48 | Conventional Hydroelectric | HY | 31 | N | Electric Utility | WAT | hydro | TRUE
48 | Conventional Hydroelectric | HY | 30.6 | N | Electric Utility | WAT | hydro | TRUE
48 | Conventional Hydroelectric | HY | 29.8 | N | Electric Utility | WAT | hydro | TRUE
48 | Conventional Hydroelectric | HY | 31.3 | N | Electric Utility | WAT | hydro | TRUE
49 | Conventional Hydroelectric | HY | 34.1 | N | Electric Utility | WAT | hydro | TRUE
49 | Conventional Hydroelectric | HY | 41.9 | N | Electric Utility | WAT | hydro | TRUE
49 | Conventional Hydroelectric | HY | 41.9 | N | Electric Utility | WAT | hydro | TRUE
49 | Conventional Hydroelectric | HY | 33.2 | N | Electric Utility | WAT | hydro | TRUE
49 | Conventional Hydroelectric | HY | 33.6 | N | Electric Utility | WAT | hydro | TRUE
49 | Conventional Hydroelectric | HY | 33.4 | N | Electric Utility | WAT | hydro | TRUE
49 | Conventional Hydroelectric | HY | 34.7 | N | Electric Utility | WAT | hydro | TRUE
49 | Conventional Hydroelectric | HY | 34.6 | N | Electric Utility | WAT | hydro | TRUE
49 | Conventional Hydroelectric | HY | 34.4 | N | Electric Utility | WAT | hydro | TRUE
49 | Conventional Hydroelectric | HY | 34.5 | N | Electric Utility | WAT | hydro | TRUE
49 | Conventional Hydroelectric | HY | 41.9 | N | Electric Utility | WAT | hydro | TRUE
51 | Conventional Steam Coal | ST | 641 | N | Electric Utility | LIG | lignite | TRUE
53 | Conventional Hydroelectric | HY | 1 | N | Electric Utility | WAT | hydro | TRUE
53 | Conventional Hydroelectric | HY | 1.8 | N | Electric Utility | WAT | hydro | TRUE
54 | Natural Gas Fired Combustion Turbine | GT | 104 | N | Electric Utility | NG | natural gas peaker | TRUE
54 | Natural Gas Fired Combustion Turbine | GT | 88 | N | Electric Utility | NG | natural gas peaker | TRUE
54 | Natural Gas Fired Combustion Turbine | GT | 104 | N | Electric Utility | NG | natural gas peaker | TRUE
54 | Natural Gas Fired Combustion Turbine | GT | 104 | N | Electric Utility | NG | natural gas peaker | TRUE
54 | Natural Gas Fired Combustion Turbine | GT | 74 | N | Electric Utility | NG | natural gas peaker | TRUE
54 | Natural Gas Fired Combustion Turbine | GT | 74 | N | Electric Utility | NG | natural gas peaker | TRUE
54 | Natural Gas Fired Combustion Turbine | GT | 74 | N | Electric Utility | NG | natural gas peaker | TRUE
54 | Natural Gas Fired Combustion Turbine | GT | 74 | N | Electric Utility | NG | natural gas peaker | TRUE
54 | Natural Gas Fired Combustion Turbine | GT | 88 | N | Electric Utility | NG | natural gas peaker | TRUE
55 | Conventional Hydroelectric | HY | 1.8 | N | Electric Utility | WAT | hydro | TRUE
55 | Conventional Hydroelectric | HY | 1.8 | N | Electric Utility | WAT | hydro | TRUE
55 | Conventional Hydroelectric | HY | 1.8 | N | Electric Utility | WAT | hydro | TRUE
56 | Conventional Steam Coal | ST | 80 | N | Electric Utility | BIT | hard coal | TRUE
56 | Conventional Steam Coal | ST | 238 | N | Electric Utility | BIT | hard coal | TRUE
56 | Conventional Steam Coal | ST | 238 | N | Electric Utility | BIT | hard coal | TRUE
59 | Conventional Steam Coal | ST | 100 | N | Electric Utility | SUB | hard coal | TRUE
60 | Conventional Steam Coal | ST | 77 | N | Electric Utility | SUB | hard coal | TRUE
60 | Conventional Steam Coal | ST | 232 | N | Electric Utility | SUB | hard coal | TRUE
62 | Conventional Hydroelectric | HY | 1.8 | N | Electric Utility | WAT | hydro | TRUE
62 | Conventional Hydroelectric | HY | 1.8 | N | Electric Utility | WAT | hydro | TRUE
63 | Conventional Hydroelectric | HY | 0.8 | N | Electric Utility | WAT | hydro | TRUE
63 | Conventional Hydroelectric | HY | 0.4 | N | Electric Utility | WAT | hydro | TRUE
63 | Conventional Hydroelectric | HY | 0.4 | N | Electric Utility | WAT | hydro | TRUE
63 | Petroleum Liquids | IC | 1.2 | N | Electric Utility | DFO | petroleum | TRUE
63 | Petroleum Liquids | IC | 1.2 | N | Electric Utility | DFO | petroleum | TRUE
63 | Petroleum Liquids | IC | 1.1 | N | Electric Utility | DFO | petroleum | TRUE
63 | Petroleum Liquids | IC | 3.5 | N | Electric Utility | DFO | petroleum | TRUE
63 | Petroleum Liquids | IC | 1.1 | N | Electric Utility | DFO | petroleum | TRUE
64 | Petroleum Liquids | IC | 2.5 | N | Electric Utility | DFO | petroleum | TRUE
64 | Petroleum Liquids | IC | 2.5 | N | Electric Utility | DFO | petroleum | TRUE
64 | Petroleum Liquids | IC | 2.5 | N | Electric Utility | DFO | petroleum | TRUE
64 | Petroleum Liquids | GT | 17.5 | N | Electric Utility | DFO | petroleum | TRUE
64 | Petroleum Liquids | GT | 17.5 | N | Electric Utility | DFO | petroleum | TRUE
64 | Petroleum Liquids | IC | 2.5 | N | Electric Utility | DFO | petroleum | TRUE
64 | Petroleum Liquids | IC | 2.5 | N | Electric Utility | DFO | petroleum | TRUE
64 | Petroleum Liquids | IC | 2.5 | N | Electric Utility | DFO | petroleum | TRUE
64 | Petroleum Liquids | IC | 2.5 | N | Electric Utility | DFO | petroleum | TRUE
64 | Petroleum Liquids | IC | 2.5 | N | Electric Utility | DFO | petroleum | TRUE
64 | Petroleum Liquids | IC | 2.5 | N | Electric Utility | DFO | petroleum | TRUE
65 | Conventional Hydroelectric | HY | 5.2 | N | Electric Utility | WAT | hydro | TRUE
66 | Conventional Hydroelectric | HY | 0.4 | N | Electric Utility | WAT | hydro | TRUE
66 | Conventional Hydroelectric | HY | 0.1 | N | Electric Utility | WAT | hydro | TRUE
66 | Conventional Hydroelectric | HY | 0.3 | N | Electric Utility | WAT | hydro | TRUE
66 | Conventional Hydroelectric | HY | 0.2 | N | Electric Utility | WAT | hydro | TRUE
66 | Petroleum Liquids | IC | 0.8 | N | Electric Utility | DFO | petroleum | TRUE
66 | Petroleum Liquids | IC | 1.1 | N | Electric Utility | DFO | petroleum | TRUE
66 | Petroleum Liquids | IC | 0.5 | N | Electric Utility | DFO | petroleum | TRUE
66 | Petroleum Liquids | IC | 1 | N | Electric Utility | DFO | petroleum | TRUE
69 | Petroleum Liquids | IC | 1.2 | N | Electric Utility | DFO | petroleum | TRUE
69 | Petroleum Liquids | IC | 0.6 | N | Electric Utility | DFO | petroleum | TRUE
69 | Petroleum Liquids | IC | 2.8 | N | Electric Utility | DFO | petroleum | TRUE
69 | Petroleum Liquids | IC | 1.6 | N | Electric Utility | DFO | petroleum | TRUE
70 | Conventional Hydroelectric | HY | 11.2 | N | Electric Utility | WAT | hydro | TRUE
70 | Conventional Hydroelectric | HY | 11.2 | N | Electric Utility | WAT | hydro | TRUE
71 | Conventional Hydroelectric | HY | 11.2 | N | Electric Utility | WAT | hydro | TRUE
71 | Conventional Hydroelectric | HY | 11.2 | N | Electric Utility | WAT | hydro | TRUE
71 | Conventional Hydroelectric | HY | 11.2 | N | Electric Utility | WAT | hydro | TRUE
72 | Conventional Hydroelectric | HY | 10.1 | N | Electric Utility | WAT | hydro | TRUE
75 | Natural Gas Fired Combustion Turbine | GT | 14 | N | Electric Utility | NG | natural gas peaker | TRUE
75 | Natural Gas Fired Combustion Turbine | GT | 14 | N | Electric Utility | NG | natural gas peaker | TRUE
75 | Natural Gas Fired Combustion Turbine | GT | 29.3 | N | Electric Utility | NG | natural gas peaker | TRUE
75 | Natural Gas Fired Combustion Turbine | GT | 31.1 | N | Electric Utility | NG | natural gas peaker | TRUE
75 | Petroleum Liquids | IC | 2 | N | Electric Utility | DFO | petroleum | TRUE
77 | Conventional Hydroelectric | HY | 22.2 | N | Electric Utility | WAT | hydro | TRUE
77 | Conventional Hydroelectric | HY | 22.2 | N | Electric Utility | WAT | hydro | TRUE
78 | Conventional Hydroelectric | HY | 23.5 | N | Electric Utility | WAT | hydro | TRUE
78 | Conventional Hydroelectric | HY | 23.5 | N | Electric Utility | WAT | hydro | TRUE
78 | Conventional Hydroelectric | HY | 31 | N | Electric Utility | WAT | hydro | TRUE
79 | Conventional Steam Coal | ST | 4.7 | Y | IPP CHP | SUB | hard coal | FALSE
79 | Conventional Steam Coal | ST | 2 | Y | IPP CHP | SUB | hard coal | FALSE
79 | Conventional Steam Coal | ST | 19 | Y | IPP CHP | SUB | hard coal | FALSE
84 | Conventional Hydroelectric | HY | 1.4 | N | Electric Utility | WAT | hydro | TRUE
84 | Conventional Hydroelectric | HY | 1.4 | N | Electric Utility | WAT | hydro | TRUE
84 | Conventional Hydroelectric | HY | 1.4 | N | Electric Utility | WAT | hydro | TRUE
85 | Petroleum Liquids | IC | 3.5 | N | Electric Utility | DFO | petroleum | TRUE
85 | Petroleum Liquids | IC | 3.5 | N | Electric Utility | DFO | petroleum | TRUE
85 | Petroleum Liquids | IC | 5.5 | N | Electric Utility | DFO | petroleum | TRUE
85 | Petroleum Liquids | IC | 10.5 | N | Electric Utility | DFO | petroleum | TRUE
87 | Conventional Steam Coal | ST | 247 | N | Electric Utility | SUB | hard coal | TRUE
88 | Conventional Hydroelectric | HY | 2.3 | N | Electric Utility | WAT | hydro | TRUE
88 | Conventional Hydroelectric | HY | 2.3 | N | Electric Utility | WAT | hydro | TRUE
90 | Petroleum Liquids | IC | 3.7 | N | Electric Utility | DFO | petroleum | TRUE
90 | Petroleum Liquids | IC | 1.9 | N | Electric Utility | DFO | petroleum | TRUE
90 | Petroleum Liquids | IC | 5.2 | N | Electric Utility | DFO | petroleum | TRUE
90 | Petroleum Liquids | IC | 5.2 | N | Electric Utility | DFO | petroleum | TRUE
90 | Petroleum Liquids | IC | 0.4 | N | Electric Utility | DFO | petroleum | TRUE
90 | Onshore Wind Turbine | WT | 0.8 | N | Electric Utility | WND | onshore wind | TRUE
90 | Onshore Wind Turbine | WT | 0.9 | N | Electric Utility | WND | onshore wind | TRUE
90 | Onshore Wind Turbine | WT | 0.9 | N | Electric Utility | WND | onshore wind | TRUE
91 | Conventional Hydroelectric | HY | 1.6 | N | Electric Utility | WAT | hydro | TRUE
91 | Petroleum Liquids | IC | 1.7 | N | Electric Utility | DFO | petroleum | TRUE
91 | Petroleum Liquids | IC | 0.2 | N | Electric Utility | DFO | petroleum | TRUE
91 | Petroleum Liquids | IC | 1 | N | Electric Utility | DFO | petroleum | TRUE
91 | Petroleum Liquids | IC | 0.6 | N | Electric Utility | DFO | petroleum | TRUE
91 | Petroleum Liquids | IC | 0.7 | N | Electric Utility | DFO | petroleum | TRUE
91 | Petroleum Liquids | IC | 2.3 | N | Electric Utility | DFO | petroleum | TRUE
91 | Petroleum Liquids | IC | 2.3 | N | Electric Utility | DFO | petroleum | TRUE
91 | Petroleum Liquids | IC | 2.2 | N | Electric Utility | DFO | petroleum | TRUE
92 | Petroleum Liquids | IC | 2.5 | N | Electric Utility | DFO | petroleum | TRUE
92 | Petroleum Liquids | IC | 2.5 | N | Electric Utility | DFO | petroleum | TRUE
92 | Petroleum Liquids | IC | 2.5 | N | Electric Utility | DFO | petroleum | TRUE
92 | Petroleum Liquids | IC | 2.8 | N | Electric Utility | DFO | petroleum | TRUE
92 | Petroleum Liquids | IC | 2.8 | N | Electric Utility | DFO | petroleum | TRUE
92 | Petroleum Liquids | IC | 2.5 | N | Electric Utility | DFO | petroleum | TRUE
93 | Conventional Hydroelectric | HY | 5.3 | N | Electric Utility | WAT | hydro | TRUE
93 | Conventional Hydroelectric | HY | 5.3 | N | Electric Utility | WAT | hydro | TRUE
93 | Conventional Hydroelectric | HY | 5.3 | N | Electric Utility | WAT | hydro | TRUE
95 | Petroleum Liquids | IC | 2 | N | Electric Utility | DFO | petroleum | TRUE
95 | Petroleum Liquids | IC | 2 | N | Electric Utility | DFO | petroleum | TRUE
95 | Petroleum Liquids | IC | 2 | N | Electric Utility | DFO | petroleum | TRUE
95 | Petroleum Liquids | IC | 2.5 | N | Electric Utility | DFO | petroleum | TRUE
96 | Natural Gas Fired Combustion Turbine | GT | 18.9 | N | Electric Utility | NG | natural gas peaker | TRUE
96 | Natural Gas Fired Combustion Turbine | GT | 18.9 | N | Electric Utility | NG | natural gas peaker | TRUE
96 | Natural Gas Fired Combustion Turbine | GT | 58 | N | Electric Utility | NG | natural gas peaker | TRUE
96 | Natural Gas Fired Combustion Turbine | GT | 61.4 | N | Electric Utility | NG | natural gas peaker | TRUE
96 | Natural Gas Fired Combustion Turbine | GT | 72.6 | N | Electric Utility | NG | natural gas peaker | TRUE
96 | Natural Gas Fired Combustion Turbine | GT | 70.6 | N | Electric Utility | NG | natural gas peaker | TRUE
99 | Natural Gas Fired Combustion Turbine | GT | 67 | N | Electric Utility | NG | natural gas peaker | TRUE
99 | Natural Gas Fired Combustion Turbine | GT | 67 | N | Electric Utility | NG | natural gas peaker | TRUE
100 | Conventional Hydroelectric | HY | 1.4 | N | Electric Utility | WAT | hydro | TRUE
104 | Hydroelectric Pumped Storage | PS | 199.8 | N | Electric Utility | WAT | hydro | TRUE
108 | Conventional Steam Coal | ST | 358.8 | N | Electric Utility | SUB | hard coal | TRUE
109 | Petroleum Liquids | IC | 1.1 | N | Electric Utility | DFO | petroleum | TRUE
109 | Petroleum Liquids | IC | 1 | N | Electric Utility | DFO | petroleum | TRUE
109 | Petroleum Liquids | IC | 1 | N | Electric Utility | DFO | petroleum | TRUE
109 | Petroleum Liquids | IC | 1 | N | Electric Utility | DFO | petroleum | TRUE
109 | Petroleum Liquids | IC | 1 | N | Electric Utility | DFO | petroleum | TRUE
109 | Petroleum Liquids | IC | 1 | N | Electric Utility | DFO | petroleum | TRUE
109 | Petroleum Liquids | IC | 0.5 | N | Electric Utility | DFO | petroleum | TRUE
113 | Conventional Steam Coal | ST | 116 | N | Electric Utility | SUB | hard coal | TRUE
113 | Conventional Steam Coal | ST | 271 | N | Electric Utility | SUB | hard coal | TRUE
113 | Conventional Steam Coal | ST | 380 | N | Electric Utility | SUB | hard coal | TRUE
114 | Petroleum Liquids | GT | 15 | N | Electric Utility | DFO | petroleum | TRUE
116 | Natural Gas Steam Turbine | ST | 110 | N | Electric Utility | NG | natural gas peaker | TRUE
116 | Natural Gas Steam Turbine | ST | 110 | N | Electric Utility | NG | natural gas peaker | TRUE
116 | Natural Gas Fired Combustion Turbine | GT | 50 | N | Electric Utility | NG | natural gas peaker | TRUE
116 | Natural Gas Fired Combustion Turbine | GT | 50 | N | Electric Utility | NG | natural gas peaker | TRUE
116 | Solar Photovoltaic | PV | 0.1 | N | Electric Utility | SUN | solar PV | TRUE
116 | Solar Photovoltaic | PV | 0.1 | N | Electric Utility | SUN | solar PV | TRUE
116 | Solar Photovoltaic | PV | 0.4 | N | Electric Utility | SUN | solar PV | TRUE
117 | Natural Gas Fired Combined Cycle | CS | 85 | N | Electric Utility | NG | natural gas nonpeaker | TRUE
117 | Natural Gas Fired Combined Cycle | CS | 85 | N | Electric Utility | NG | natural gas nonpeaker | TRUE
117 | Natural Gas Fired Combined Cycle | CS | 85 | N | Electric Utility | NG | natural gas nonpeaker | TRUE
117 | Natural Gas Fired Combined Cycle | CT | 68 | N | Electric Utility | NG | natural gas nonpeaker | TRUE
117 | Natural Gas Fired Combined Cycle | CA | 39 | N | Electric Utility | NG | natural gas nonpeaker | TRUE
117 | Natural Gas Fired Combined Cycle | CT | 160 | N | Electric Utility | NG | natural gas nonpeaker | TRUE
117 | Natural Gas Fired Combined Cycle | CT | 160 | N | Electric Utility | NG | natural gas nonpeaker | TRUE
117 | Natural Gas Fired Combined Cycle | CA | 150 | N | Electric Utility | NG | natural gas nonpeaker | TRUE
117 | Natural Gas Fired Combustion Turbine | GT | 50 | N | Electric Utility | NG | natural gas peaker | TRUE
117 | Natural Gas Fired Combustion Turbine | GT | 50 | N | Electric Utility | NG | natural gas peaker | TRUE
118 | Natural Gas Fired Combustion Turbine | GT | 76 | N | Electric Utility | NG | natural gas peaker | TRUE
118 | Natural Gas Fired Combustion Turbine | GT | 50 | N | Electric Utility | NG | natural gas peaker | TRUE
118 | Natural Gas Fired Combustion Turbine | GT | 50 | N | Electric Utility | NG | natural gas peaker | TRUE
120 | Natural Gas Fired Combustion Turbine | GT | 18 | N | Electric Utility | NG | natural gas peaker | TRUE
120 | Natural Gas Fired Combustion Turbine | GT | 18 | N | Electric Utility | NG | natural gas peaker | TRUE
120 | Petroleum Liquids | GT | 20 | N | Electric Utility | DFO | petroleum | TRUE
120 | Natural Gas Fired Combustion Turbine | GT | 52 | N | Electric Utility | NG | natural gas peaker | TRUE
120 | Petroleum Liquids | GT | 51 | N | Electric Utility | DFO | petroleum | TRUE
120 | Natural Gas Fired Combustion Turbine | GT | 47 | N | Electric Utility | NG | natural gas peaker | TRUE
120 | Natural Gas Fired Combustion Turbine | GT | 47 | N | Electric Utility | NG | natural gas peaker | TRUE
120 | Natural Gas Steam Turbine | ST | 75 | N | Electric Utility | NG | natural gas peaker | TRUE
124 | Natural Gas Fired Combustion Turbine | GT | 75 | N | Electric Utility | NG | natural gas peaker | TRUE
126 | Conventional Steam Coal | ST | 156 | N | Electric Utility | BIT | hard coal | TRUE
126 | Natural Gas Fired Combustion Turbine | GT | 24 | N | Electric Utility | NG | natural gas peaker | TRUE
126 | Natural Gas Fired Combustion Turbine | GT | 24 | N | Electric Utility | NG | natural gas peaker | TRUE
126 | Natural Gas Steam Turbine | ST | 81 | N | Electric Utility | NG | natural gas peaker | TRUE
126 | Natural Gas Steam Turbine | ST | 81 | N | Electric Utility | NG | natural gas peaker | TRUE
126 | Natural Gas Steam Turbine | ST | 104 | N | Electric Utility | NG | natural gas peaker | TRUE
127 | Conventional Steam Coal | ST | 650 | N | Electric Utility | SUB | hard coal | TRUE
130 | Conventional Steam Coal | ST | 580 | N | Electric Utility | BIT | hard coal | TRUE
130 | Conventional Steam Coal | ST | 570 | N | Electric Utility | BIT | hard coal | TRUE
130 | Conventional Steam Coal | ST | 600 | N | Electric Utility | BIT | hard coal | TRUE
130 | Conventional Steam Coal | ST | 600 | N | Electric Utility | BIT | hard coal | TRUE
136 | Conventional Steam Coal | ST | 652 | N | Electric Utility | BIT | hard coal | TRUE
136 | Conventional Steam Coal | ST | 657 | N | Electric Utility | BIT | hard coal | TRUE
141 | Natural Gas Steam Turbine | ST | 113 | N | Electric Utility | NG | natural gas peaker | TRUE
141 | Natural Gas Steam Turbine | ST | 113 | N | Electric Utility | NG | natural gas peaker | TRUE
141 | Natural Gas Steam Turbine | ST | 181 | N | Electric Utility | NG | natural gas peaker | TRUE
141 | Natural Gas Fired Combustion Turbine | GT | 73 | N | Electric Utility | NG | natural gas peaker | TRUE
141 | Natural Gas Fired Combustion Turbine | GT | 73 | N | Electric Utility | NG | natural gas peaker | TRUE
141 | Natural Gas Fired Combustion Turbine | GT | 73 | N | Electric Utility | NG | natural gas peaker | TRUE
141 | Solar Photovoltaic | PV | 0.2 | N | Electric Utility | SUN | solar PV | TRUE
143 | Conventional Hydroelectric | HY | 3 | N | Electric Utility | WAT | hydro | TRUE
145 | Conventional Hydroelectric | HY | 10 | N | Electric Utility | WAT | hydro | TRUE
145 | Conventional Hydroelectric | HY | 10 | N | Electric Utility | WAT | hydro | TRUE
145 | Conventional Hydroelectric | HY | 10 | N | Electric Utility | WAT | hydro | TRUE
145 | Hydroelectric Pumped Storage | PS | 119 | N | Electric Utility | WAT | hydro | TRUE
147 | Natural Gas Steam Turbine | ST | 34 | N | Electric Utility | NG | natural gas peaker | TRUE
147 | Natural Gas Steam Turbine | ST | 72 | N | Electric Utility | NG | natural gas peaker | TRUE
147 | Natural Gas Fired Combustion Turbine | GT | 59 | N | Electric Utility | NG | natural gas peaker | TRUE
147 | Natural Gas Fired Combustion Turbine | GT | 53 | N | Electric Utility | NG | natural gas peaker | TRUE
147 | Natural Gas Fired Combustion Turbine | GT | 53 | N | Electric Utility | NG | natural gas peaker | TRUE
147 | Natural Gas Fired Combined Cycle | CT | 148 | N | Electric Utility | NG | natural gas nonpeaker | TRUE
147 | Natural Gas Fired Combined Cycle | CA | 106 | N | Electric Utility | NG | natural gas nonpeaker | TRUE
148 | Conventional Hydroelectric | HY | 11.5 | N | Electric Utility | WAT | hydro | TRUE
148 | Hydroelectric Pumped Storage | PS | 57.3 | N | Electric Utility | WAT | hydro | TRUE
149 | Conventional Hydroelectric | HY | 36 | N | Electric Utility | WAT | hydro | TRUE
150 | Conventional Hydroelectric | HY | 13 | N | Electric Utility | WAT | hydro | TRUE
151 | Petroleum Liquids | GT | 56 | N | Electric Utility | DFO | petroleum | TRUE
151 | Natural Gas Fired Combustion Turbine | GT | 56 | N | Electric Utility | NG | natural gas peaker | TRUE
152 | Conventional Hydroelectric | HY | 51.7 | N | Electric Utility | WAT | hydro | TRUE
152 | Conventional Hydroelectric | HY | 51.7 | N | Electric Utility | WAT | hydro | TRUE
152 | Conventional Hydroelectric | HY | 48 | N | Electric Utility | WAT | hydro | TRUE
152 | Conventional Hydroelectric | HY | 51.7 | N | Electric Utility | WAT | hydro | TRUE
152 | Conventional Hydroelectric | HY | 51.7 | N | Electric Utility | WAT | hydro | TRUE
153 | Conventional Hydroelectric | HY | 165 | N | Electric Utility | WAT | hydro | TRUE
153 | Conventional Hydroelectric | HY | 165 | N | Electric Utility | WAT | hydro | TRUE
153 | Conventional Hydroelectric | HY | 165 | N | Electric Utility | WAT | hydro | TRUE
153 | Conventional Hydroelectric | HY | 165 | N | Electric Utility | WAT | hydro | TRUE
153 | Conventional Hydroelectric | HY | 165 | N | Electric Utility | WAT | hydro | TRUE
153 | Conventional Hydroelectric | HY | 165 | N | Electric Utility | WAT | hydro | TRUE
153 | Conventional Hydroelectric | HY | 157 | N | Electric Utility | WAT | hydro | TRUE
153 | Conventional Hydroelectric | HY | 165 | N | Electric Utility | WAT | hydro | TRUE
154 | Conventional Hydroelectric | HY | 2.4 | N | Electric Utility | WAT | hydro | TRUE
154 | Conventional Hydroelectric | HY | 130 | N | Electric Utility | WAT | hydro | TRUE
154 | Conventional Hydroelectric | HY | 130 | N | Electric Utility | WAT | hydro | TRUE
154 | Conventional Hydroelectric | HY | 130 | N | Electric Utility | WAT | hydro | TRUE
154 | Conventional Hydroelectric | HY | 130 | N | Electric Utility | WAT | hydro | TRUE
154 | Conventional Hydroelectric | HY | 130 | N | Electric Utility | WAT | hydro | TRUE
154 | Conventional Hydroelectric | HY | 130 | N | Electric Utility | WAT | hydro | TRUE
154 | Conventional Hydroelectric | HY | 127 | N | Electric Utility | WAT | hydro | TRUE
154 | Conventional Hydroelectric | HY | 130 | N | Electric Utility | WAT | hydro | TRUE
159 | Conventional Hydroelectric | HY | 1 | N | Electric Utility | WAT | hydro | TRUE
160 | Natural Gas Fired Combustion Turbine | GT | 10 | N | Electric Utility | NG | natural gas peaker | TRUE
160 | Natural Gas Fired Combustion Turbine | GT | 18.5 | N | Electric Utility | NG | natural gas peaker | TRUE
160 | Natural Gas Fired Combustion Turbine | GT | 60 | N | Electric Utility | NG | natural gas peaker | TRUE
160 | Natural Gas Fired Combustion Turbine | GT | 38 | N | Electric Utility | NG | natural gas peaker | TRUE
160 | Natural Gas Steam Turbine | ST | 72 | N | Electric Utility | NG | natural gas peaker | TRUE
160 | Conventional Steam Coal | ST | 175 | N | Electric Utility | SUB | hard coal | TRUE
160 | Conventional Steam Coal | ST | 175 | N | Electric Utility | SUB | hard coal | TRUE
161 | Conventional Hydroelectric | HY | 1.1 | N | Electric Utility | WAT | hydro | TRUE
161 | Conventional Hydroelectric | HY | 1.1 | N | Electric Utility | WAT | hydro | TRUE
161 | Conventional Hydroelectric | HY | 1.1 | N | Electric Utility | WAT | hydro | TRUE
162 | Conventional Hydroelectric | HY | 0.5 | N | Electric Utility | WAT | hydro | TRUE
162 | Conventional Hydroelectric | HY | 0.5 | N | Electric Utility | WAT | hydro | TRUE
165 | Conventional Steam Coal | ST | 490 | N | Electric Utility | SUB | hard coal | TRUE
165 | Conventional Steam Coal | ST | 520 | N | Electric Utility | SUB | hard coal | TRUE
166 | Conventional Hydroelectric | HY | 30.9 | N | Electric Utility | WAT | hydro | TRUE
166 | Conventional Hydroelectric | HY | 30.9 | N | Electric Utility | WAT | hydro | TRUE
170 | Natural Gas Steam Turbine | ST | 522.3 | N | Electric Utility | NG | natural gas peaker | TRUE
171 | Natural Gas Fired Combustion Turbine | GT | 14.1 | N | Electric Utility | NG | natural gas peaker | TRUE
171 | Natural Gas Fired Combustion Turbine | GT | 14.1 | N | Electric Utility | NG | natural gas peaker | TRUE
172 | Petroleum Liquids | IC | 1.6 | N | Electric Utility | DFO | petroleum | TRUE
172 | Petroleum Liquids | IC | 1.6 | N | Electric Utility | DFO | petroleum | TRUE
172 | Petroleum Liquids | IC | 1.6 | N | Electric Utility | DFO | petroleum | TRUE
174 | Conventional Hydroelectric | HY | 3.9 | N | Electric Utility | WAT | hydro | TRUE
174 | Conventional Hydroelectric | HY | 3.9 | N | Electric Utility | WAT | hydro | TRUE
174 | Conventional Hydroelectric | HY | 3.9 | N | Electric Utility | WAT | hydro | TRUE
180 | Conventional Hydroelectric | HY | 0.9 | N | Electric Utility | WAT | hydro | TRUE
182 | Conventional Hydroelectric | HY | 64.4 | N | Electric Utility | WAT | hydro | TRUE
182 | Conventional Hydroelectric | HY | 64.4 | N | Electric Utility | WAT | hydro | TRUE
187 | Conventional Hydroelectric | HY | 40 | N | Electric Utility | WAT | hydro | TRUE
187 | Hydroelectric Pumped Storage | PS | 28 | N | Electric Utility | WAT | hydro | TRUE
188 | Conventional Hydroelectric | HY | 50 | N | Electric Utility | WAT | hydro | TRUE
188 | Conventional Hydroelectric | HY | 40 | N | Electric Utility | WAT | hydro | TRUE
193 | Petroleum Liquids | IC | 2 | N | Electric Utility | DFO | petroleum | TRUE
193 | Petroleum Liquids | IC | 0.6 | N | Electric Utility | DFO | petroleum | TRUE
193 | Petroleum Liquids | IC | 2.2 | N | Electric Utility | DFO | petroleum | TRUE
193 | Petroleum Liquids | IC | 1.3 | N | Electric Utility | DFO | petroleum | TRUE
193 | Petroleum Liquids | IC | 1.1 | N | Electric Utility | DFO | petroleum | TRUE
195 | Conventional Hydroelectric | HY | 9.7 | N | Electric Utility | WAT | hydro | TRUE
195 | Conventional Hydroelectric | HY | 9.7 | N | Electric Utility | WAT | hydro | TRUE
195 | Conventional Hydroelectric | HY | 9.7 | N | Electric Utility | WAT | hydro | TRUE
196 | Conventional Hydroelectric | HY | 40 | N | Electric Utility | WAT | hydro | TRUE
196 | Conventional Hydroelectric | HY | 40 | N | Electric Utility | WAT | hydro | TRUE
197 | Conventional Hydroelectric | HY | 37.5 | N | Electric Utility | WAT | hydro | TRUE
197 | Conventional Hydroelectric | HY | 37.5 | N | Electric Utility | WAT | hydro | TRUE
198 | Conventional Hydroelectric | HY | 45 | N | Electric Utility | WAT | hydro | TRUE
198 | Conventional Hydroelectric | HY | 45 | N | Electric Utility | WAT | hydro | TRUE
198 | Conventional Hydroelectric | HY | 35 | N | Electric Utility | WAT | hydro | TRUE
198 | Conventional Hydroelectric | HY | 45 | N | Electric Utility | WAT | hydro | TRUE
198 | Conventional Hydroelectric | HY | 50 | N | Electric Utility | WAT | hydro | TRUE
198 | Conventional Hydroelectric | HY | 50 | N | Electric Utility | WAT | hydro | TRUE
198 | Conventional Hydroelectric | HY | 50 | N | Electric Utility | WAT | hydro | TRUE
198 | Conventional Hydroelectric | HY | 50 | N | Electric Utility | WAT | hydro | TRUE
199 | Conventional Hydroelectric | HY | 35 | N | Electric Utility | WAT | hydro | TRUE
199 | Conventional Hydroelectric | HY | 35 | N | Electric Utility | WAT | hydro | TRUE
199 | Conventional Hydroelectric | HY | 35 | N | Electric Utility | WAT | hydro | TRUE
199 | Conventional Hydroelectric | HY | 35 | N | Electric Utility | WAT | hydro | TRUE
201 | Natural Gas Fired Combined Cycle | CA | 61 | N | Electric Utility | NG | natural gas nonpeaker | TRUE
201 | Natural Gas Fired Combined Cycle | CT | 101 | N | Electric Utility | NG | natural gas nonpeaker | TRUE
202 | Natural Gas Steam Turbine | ST | 122 | N | Electric Utility | NG | natural gas peaker | TRUE
203 | Natural Gas Steam Turbine | ST | 134 | N | Electric Utility | NG | natural gas peaker | TRUE
204 | Nuclear | ST | 1065 | N | IPP Non-CHP | NUC | nuclear | TRUE
207 | Conventional Steam Coal | ST | 626 | N | Electric Utility | BIT | hard coal | TRUE
207 | Conventional Steam Coal | ST | 626 | N | Electric Utility | BIT | hard coal | TRUE
210 | Nuclear | ST | 1175 | N | Electric Utility | NUC | nuclear | TRUE
214 | Conventional Hydroelectric | HY | 1 | N | Electric Utility | WAT | hydro | TRUE
215 | Conventional Hydroelectric | HY | 0.7 | N | IPP Non-CHP | WAT | hydro | TRUE
217 | Conventional Hydroelectric | HY | 34 | N | Electric Utility | WAT | hydro | TRUE
218 | Conventional Hydroelectric | HY | 52.5 | N | Electric Utility | WAT | hydro | TRUE
218 | Conventional Hydroelectric | HY | 52.5 | N | Electric Utility | WAT | hydro | TRUE
219 | Conventional Hydroelectric | HY | 125 | N | Electric Utility | WAT | hydro | TRUE
220 | Conventional Hydroelectric | HY | 32.5 | N | Electric Utility | WAT | hydro | TRUE
220 | Conventional Hydroelectric | HY | 32.5 | N | Electric Utility | WAT | hydro | TRUE
221 | Conventional Hydroelectric | HY | 41 | N | Electric Utility | WAT | hydro | TRUE
222 | Conventional Hydroelectric | HY | 25 | N | Electric Utility | WAT | hydro | TRUE
222 | Conventional Hydroelectric | HY | 25 | N | Electric Utility | WAT | hydro | TRUE
222 | Conventional Hydroelectric | HY | 25 | N | Electric Utility | WAT | hydro | TRUE
223 | Conventional Hydroelectric | HY | 60 | N | Electric Utility | WAT | hydro | TRUE
223 | Conventional Hydroelectric | HY | 60 | N | Electric Utility | WAT | hydro | TRUE
224 | Conventional Hydroelectric | HY | 5.5 | N | Electric Utility | WAT | hydro | TRUE
224 | Conventional Hydroelectric | HY | 0.9 | N | Electric Utility | WAT | hydro | TRUE
225 | Conventional Hydroelectric | HY | 7 | N | Electric Utility | WAT | hydro | TRUE
227 | Conventional Hydroelectric | HY | 13 | N | Electric Utility | WAT | hydro | TRUE
229 | Conventional Hydroelectric | HY | 0.9 | N | Electric Utility | WAT | hydro | TRUE
229 | Conventional Hydroelectric | HY | 0.9 | N | Electric Utility | WAT | hydro | TRUE
231 | Conventional Hydroelectric | HY | 35 | N | Electric Utility | WAT | hydro | TRUE
231 | Conventional Hydroelectric | HY | 35 | N | Electric Utility | WAT | hydro | TRUE
232 | Conventional Hydroelectric | HY | 18.5 | N | Electric Utility | WAT | hydro | TRUE
233 | Conventional Hydroelectric | HY | 5.7 | N | Electric Utility | WAT | hydro | TRUE
235 | Conventional Hydroelectric | HY | 13.2 | N | Electric Utility | WAT | hydro | TRUE
235 | Conventional Hydroelectric | HY | 13.2 | N | Electric Utility | WAT | hydro | TRUE
235 | Conventional Hydroelectric | HY | 13.2 | N | Electric Utility | WAT | hydro | TRUE
235 | Conventional Hydroelectric | HY | 14.4 | N | Electric Utility | WAT | hydro | TRUE
236 | Conventional Hydroelectric | HY | 49.5 | N | Electric Utility | WAT | hydro | TRUE
237 | Conventional Hydroelectric | HY | 22 | N | Electric Utility | WAT | hydro | TRUE
238 | Conventional Hydroelectric | HY | 10.3 | N | Electric Utility | WAT | hydro | TRUE
238 | Conventional Hydroelectric | HY | 10.3 | N | Electric Utility | WAT | hydro | TRUE
239 | Conventional Hydroelectric | HY | 30.7 | N | Electric Utility | WAT | hydro | TRUE
239 | Conventional Hydroelectric | HY | 30.7 | N | Electric Utility | WAT | hydro | TRUE
239 | Conventional Hydroelectric | HY | 36.6 | N | Electric Utility | WAT | hydro | TRUE
240 | Conventional Hydroelectric | HY | 72 | N | Electric Utility | WAT | hydro | TRUE
240 | Conventional Hydroelectric | HY | 72 | N | Electric Utility | WAT | hydro | TRUE
241 | Conventional Hydroelectric | HY | 11 | N | Electric Utility | WAT | hydro | TRUE
242 | Conventional Hydroelectric | HY | 2.4 | N | Electric Utility | WAT | hydro | TRUE
242 | Conventional Hydroelectric | HY | 2.4 | N | Electric Utility | WAT | hydro | TRUE
243 | Conventional Hydroelectric | HY | 8.5 | N | Electric Utility | WAT | hydro | TRUE
244 | Conventional Hydroelectric | HY | 8.5 | N | Electric Utility | WAT | hydro | TRUE
246 | Natural Gas Internal Combustion Engine | IC | 16.3 | N | Electric Utility | NG | natural gas peaker | TRUE
246 | Natural Gas Internal Combustion Engine | IC | 16.3 | N | Electric Utility | NG | natural gas peaker | TRUE
246 | Natural Gas Internal Combustion Engine | IC | 16.3 | N | Electric Utility | NG | natural gas peaker | TRUE
246 | Natural Gas Internal Combustion Engine | IC | 16.3 | N | Electric Utility | NG | natural gas peaker | TRUE
246 | Natural Gas Internal Combustion Engine | IC | 16.3 | N | Electric Utility | NG | natural gas peaker | TRUE
246 | Natural Gas Internal Combustion Engine | IC | 16.3 | N | Electric Utility | NG | natural gas peaker | TRUE
246 | Natural Gas Internal Combustion Engine | IC | 16.3 | N | Electric Utility | NG | natural gas peaker | TRUE
246 | Natural Gas Internal Combustion Engine | IC | 16.3 | N | Electric Utility | NG | natural gas peaker | TRUE
246 | Natural Gas Internal Combustion Engine | IC | 16.3 | N | Electric Utility | NG | natural gas peaker | TRUE
246 | Natural Gas Internal Combustion Engine | IC | 16.7 | N | Electric Utility | NG | natural gas peaker | TRUE
248 | Conventional Hydroelectric | HY | 8 | N | Electric Utility | WAT | hydro | TRUE
249 | Conventional Hydroelectric | HY | 86 | N | Electric Utility | WAT | hydro | TRUE
249 | Conventional Hydroelectric | HY | 86 | N | Electric Utility | WAT | hydro | TRUE
250 | Conventional Hydroelectric | HY | 12.6 | N | Electric Utility | WAT | hydro | TRUE
250 | Conventional Hydroelectric | HY | 12.6 | N | Electric Utility | WAT | hydro | TRUE
253 | Conventional Hydroelectric | HY | 1.6 | N | Electric Utility | WAT | hydro | TRUE
253 | Conventional Hydroelectric | HY | 1.6 | N | Electric Utility | WAT | hydro | TRUE
254 | Conventional Hydroelectric | HY | 52 | N | Electric Utility | WAT | hydro | TRUE
255 | Conventional Hydroelectric | HY | 1 | N | Electric Utility | WAT | hydro | TRUE
255 | Conventional Hydroelectric | HY | 1 | N | Electric Utility | WAT | hydro | TRUE
258 | Conventional Hydroelectric | HY | 3.5 | N | Electric Utility | WAT | hydro | TRUE
260 | Natural Gas Steam Turbine | ST | 754 | N | IPP Non-CHP | NG | natural gas peaker | TRUE
260 | Natural Gas Steam Turbine | ST | 755 | N | IPP Non-CHP | NG | natural gas peaker | TRUE
260 | Natural Gas Fired Combined Cycle | CT | 165 | N | IPP Non-CHP | NG | natural gas nonpeaker | TRUE
260 | Natural Gas Fired Combined Cycle | CT | 165 | N | IPP Non-CHP | NG | natural gas nonpeaker | TRUE
260 | Natural Gas Fired Combined Cycle | CT | 165 | N | IPP Non-CHP | NG | natural gas nonpeaker | TRUE
260 | Natural Gas Fired Combined Cycle | CT | 165 | N | IPP Non-CHP | NG | natural gas nonpeaker | TRUE
260 | Natural Gas Fired Combined Cycle | CA | 180 | N | IPP Non-CHP | NG | natural gas nonpeaker | TRUE
260 | Natural Gas Fired Combined Cycle | CA | 180 | N | IPP Non-CHP | NG | natural gas nonpeaker | TRUE
261 | Conventional Hydroelectric | HY | 1.7 | N | IPP Non-CHP | WAT | hydro | TRUE
262 | Conventional Hydroelectric | HY | 12 | N | Electric Utility | WAT | hydro | TRUE
264 | Conventional Hydroelectric | HY | 2 | N | Electric Utility | WAT | hydro | TRUE
265 | Conventional Hydroelectric | HY | 30.5 | N | Electric Utility | WAT | hydro | TRUE
265 | Conventional Hydroelectric | HY | 30.5 | N | Electric Utility | WAT | hydro | TRUE
266 | Conventional Hydroelectric | HY | 23.3 | N | Electric Utility | WAT | hydro | TRUE
266 | Conventional Hydroelectric | HY | 23.3 | N | Electric Utility | WAT | hydro | TRUE
266 | Conventional Hydroelectric | HY | 23.3 | N | Electric Utility | WAT | hydro | TRUE
267 | Conventional Hydroelectric | HY | 47.5 | N | Electric Utility | WAT | hydro | TRUE
267 | Conventional Hydroelectric | HY | 47.5 | N | Electric Utility | WAT | hydro | TRUE
268 | Conventional Hydroelectric | HY | 40 | N | Electric Utility | WAT | hydro | TRUE
268 | Conventional Hydroelectric | HY | 40 | N | Electric Utility | WAT | hydro | TRUE
268 | Conventional Hydroelectric | HY | 40 | N | Electric Utility | WAT | hydro | TRUE
268 | Conventional Hydroelectric | HY | 40 | N | Electric Utility | WAT | hydro | TRUE
269 | Conventional Hydroelectric | HY | 40 | N | Electric Utility | WAT | hydro | TRUE
269 | Conventional Hydroelectric | HY | 40 | N | Electric Utility | WAT | hydro | TRUE
270 | Conventional Hydroelectric | HY | 56 | N | Electric Utility | WAT | hydro | TRUE
270 | Conventional Hydroelectric | HY | 57 | N | Electric Utility | WAT | hydro | TRUE
271 | Natural Gas Steam Turbine | ST | 312 | N | IPP Non-CHP | NG | natural gas peaker | TRUE
271 | Natural Gas Steam Turbine | ST | 317 | N | IPP Non-CHP | NG | natural gas peaker | TRUE
271 | Natural Gas Steam Turbine | ST | 682 | N | IPP Non-CHP | NG | natural gas peaker | TRUE
272 | Conventional Hydroelectric | HY | 60 | N | Electric Utility | WAT | hydro | TRUE
272 | Conventional Hydroelectric | HY | 60 | N | Electric Utility | WAT | hydro | TRUE
274 | Conventional Hydroelectric | HY | 4.5 | N | Electric Utility | WAT | hydro | TRUE
274 | Conventional Hydroelectric | HY | 2 | N | Electric Utility | WAT | hydro | TRUE
274 | Conventional Hydroelectric | HY | 2.7 | N | Electric Utility | WAT | hydro | TRUE
275 | Conventional Hydroelectric | HY | 63 | N | Electric Utility | WAT | hydro | TRUE
275 | Conventional Hydroelectric | HY | 63 | N | Electric Utility | WAT | hydro | TRUE
276 | Conventional Hydroelectric | HY | 3.2 | N | Electric Utility | WAT | hydro | TRUE
277 | Conventional Hydroelectric | HY | 4.2 | N | Electric Utility | WAT | hydro | TRUE
279 | Conventional Hydroelectric | HY | 11 | N | Electric Utility | WAT | hydro | TRUE
279 | Conventional Hydroelectric | HY | 33 | N | Electric Utility | WAT | hydro | TRUE
280 | Conventional Hydroelectric | HY | 7 | N | Electric Utility | WAT | hydro | TRUE
281 | Conventional Hydroelectric | HY | 7 | N | Electric Utility | WAT | hydro | TRUE
282 | Conventional Hydroelectric | HY | 4.4 | N | Electric Utility | WAT | hydro | TRUE
283 | Conventional Hydroelectric | HY | 5.8 | N | Electric Utility | WAT | hydro | TRUE
284 | Conventional Hydroelectric | HY | 7 | N | Electric Utility | WAT | hydro | TRUE
285 | Conventional Hydroelectric | HY | 91 | N | Electric Utility | WAT | hydro | TRUE
286 | Geothermal | ST | 30 | N | IPP Non-CHP | GEO | geothermal | TRUE
286 | Geothermal | ST | 68 | N | IPP Non-CHP | GEO | geothermal | TRUE
286 | Geothermal | ST | 51 | N | IPP Non-CHP | GEO | geothermal | TRUE
286 | Geothermal | ST | 65 | N | IPP Non-CHP | GEO | geothermal | TRUE
286 | Geothermal | ST | 60 | N | IPP Non-CHP | GEO | geothermal | TRUE
286 | Geothermal | ST | 60 | N | IPP Non-CHP | GEO | geothermal | TRUE
286 | Geothermal | ST | 60 | N | IPP Non-CHP | GEO | geothermal | TRUE
286 | Geothermal | ST | 60 | N | IPP Non-CHP | GEO | geothermal | TRUE
286 | Geothermal | ST | 50 | N | IPP Non-CHP | GEO | geothermal | TRUE
286 | Geothermal | ST | 45 | N | IPP Non-CHP | GEO | geothermal | TRUE
286 | Geothermal | ST | 45 | N | IPP Non-CHP | GEO | geothermal | TRUE
286 | Geothermal | ST | 40 | N | IPP Non-CHP | GEO | geothermal | TRUE
286 | Geothermal | ST | 40 | N | IPP Non-CHP | GEO | geothermal | TRUE
286 | Geothermal | ST | 30 | N | IPP Non-CHP | GEO | geothermal | TRUE
287 | Conventional Hydroelectric | HY | 29 | N | Electric Utility | WAT | hydro | TRUE
287 | Conventional Hydroelectric | HY | 29 | N | Electric Utility | WAT | hydro | TRUE
289 | Conventional Hydroelectric | HY | 3.2 | N | Electric Utility | WAT | hydro | TRUE
289 | Conventional Hydroelectric | HY | 3.2 | N | Electric Utility | WAT | hydro | TRUE
290 | Conventional Hydroelectric | HY | 9 | N | Electric Utility | WAT | hydro | TRUE
291 | Conventional Hydroelectric | HY | 14.5 | N | Electric Utility | WAT | hydro | TRUE
292 | Conventional Hydroelectric | HY | 14 | N | Electric Utility | WAT | hydro | TRUE
292 | Conventional Hydroelectric | HY | 3.2 | N | Electric Utility | WAT | hydro | TRUE
293 | Conventional Hydroelectric | HY | 5 | N | Electric Utility | WAT | hydro | TRUE
293 | Conventional Hydroelectric | HY | 5 | N | Electric Utility | WAT | hydro | TRUE
293 | Conventional Hydroelectric | HY | 5 | N | Electric Utility | WAT | hydro | TRUE
293 | Conventional Hydroelectric | HY | 5 | N | Electric Utility | WAT | hydro | TRUE
294 | Conventional Hydroelectric | HY | 14 | N | Electric Utility | WAT | hydro | TRUE
294 | Conventional Hydroelectric | HY | 14 | N | Electric Utility | WAT | hydro | TRUE
295 | Conventional Hydroelectric | HY | 17 | N | Electric Utility | WAT | hydro | TRUE
295 | Conventional Hydroelectric | HY | 17 | N | Electric Utility | WAT | hydro | TRUE
296 | Conventional Hydroelectric | HY | 0.4 | N | Electric Utility | WAT | hydro | TRUE
296 | Conventional Hydroelectric | HY | 0.4 | N | Electric Utility | WAT | hydro | TRUE
296 | Conventional Hydroelectric | HY | 1.1 | N | Electric Utility | WAT | hydro | TRUE
297 | Conventional Hydroelectric | HY | 18.8 | N | Electric Utility | WAT | hydro | TRUE
298 | Conventional Steam Coal | ST | 831 | N | IPP Non-CHP | SUB | hard coal | TRUE
298 | Conventional Steam Coal | ST | 858 | N | IPP Non-CHP | SUB | hard coal | TRUE
299 | Geothermal | ST | 23 | N | Electric Utility | GEO | geothermal | TRUE
299 | Geothermal | ST | 11 | N | Electric Utility | GEO | geothermal | TRUE
301 | Natural Gas Fired Combustion Turbine | GT | 16 | N | IPP Non-CHP | NG | natural gas peaker | TRUE
302 | Natural Gas Steam Turbine | ST | 104 | N | IPP Non-CHP | NG | natural gas peaker | TRUE
302 | Natural Gas Steam Turbine | ST | 110 | N | IPP Non-CHP | NG | natural gas peaker | TRUE
302 | Natural Gas Steam Turbine | ST | 300 | N | IPP Non-CHP | NG | natural gas peaker | TRUE
302 | Natural Gas Steam Turbine | ST | 330 | N | IPP Non-CHP | NG | natural gas peaker | TRUE
302 | Natural Gas Fired Combustion Turbine | GT | 14 | N | IPP Non-CHP | NG | natural gas peaker | TRUE
302 | Natural Gas Steam Turbine | ST | 106 | N | IPP Non-CHP | NG | natural gas peaker | TRUE
303 | Natural Gas Fired Combustion Turbine | GT | 61 | N | IPP Non-CHP | NG | natural gas peaker | TRUE
305 | Natural Gas Fired Combustion Turbine | GT | 36 | N | IPP Non-CHP | NG | natural gas peaker | TRUE
313 | Conventional Hydroelectric | HY | 9.3 | N | Electric Utility | WAT | hydro | TRUE
313 | Conventional Hydroelectric | HY | 9.3 | N | Electric Utility | WAT | hydro | TRUE
314 | Conventional Hydroelectric | HY | 1.9 | N | Electric Utility | WAT | hydro | TRUE
314 | Conventional Hydroelectric | HY | 1.9 | N | Electric Utility | WAT | hydro | TRUE
315 | Natural Gas Steam Turbine | ST | 175 | N | IPP Non-CHP | NG | natural gas peaker | TRUE
315 | Natural Gas Steam Turbine | ST | 175 | N | IPP Non-CHP | NG | natural gas peaker | TRUE
315 | Natural Gas Steam Turbine | ST | 332 | N | IPP Non-CHP | NG | natural gas peaker | TRUE
315 | Natural Gas Steam Turbine | ST | 335 | N | IPP Non-CHP | NG | natural gas peaker | TRUE
315 | Natural Gas Steam Turbine | ST | 485 | N | IPP Non-CHP | NG | natural gas peaker | TRUE
315 | Natural Gas Steam Turbine | ST | 495 | N | IPP Non-CHP | NG | natural gas peaker | TRUE
316 | Conventional Hydroelectric | HY | 8.5 | N | Electric Utility | WAT | hydro | TRUE
317 | Conventional Hydroelectric | HY | 19.8 | N | Electric Utility | WAT | hydro | TRUE
317 | Conventional Hydroelectric | HY | 15.8 | N | Electric Utility | WAT | hydro | TRUE
317 | Conventional Hydroelectric | HY | 21.6 | N | Electric Utility | WAT | hydro | TRUE
317 | Conventional Hydroelectric | HY | 31.2 | N | Electric Utility | WAT | hydro | TRUE
318 | Conventional Hydroelectric | HY | 15.8 | N | Electric Utility | WAT | hydro | TRUE
318 | Conventional Hydroelectric | HY | 15.8 | N | Electric Utility | WAT | hydro | TRUE
318 | Conventional Hydroelectric | HY | 17.5 | N | Electric Utility | WAT | hydro | TRUE
318 | Conventional Hydroelectric | HY | 17.5 | N | Electric Utility | WAT | hydro | TRUE
319 | Conventional Hydroelectric | HY | 34 | N | Electric Utility | WAT | hydro | TRUE
319 | Conventional Hydroelectric | HY | 34 | N | Electric Utility | WAT | hydro | TRUE
319 | Conventional Hydroelectric | HY | 33 | N | Electric Utility | WAT | hydro | TRUE
319 | Conventional Hydroelectric | HY | 36 | N | Electric Utility | WAT | hydro | TRUE
319 | Conventional Hydroelectric | HY | 36.5 | N | Electric Utility | WAT | hydro | TRUE
320 | Conventional Hydroelectric | HY | 50 | N | Electric Utility | WAT | hydro | TRUE
320 | Conventional Hydroelectric | HY | 50 | N | Electric Utility | WAT | hydro | TRUE
321 | Conventional Hydroelectric | HY | 25.8 | N | Electric Utility | WAT | hydro | TRUE
321 | Conventional Hydroelectric | HY | 45 | N | Electric Utility | WAT | hydro | TRUE
322 | Conventional Hydroelectric | HY | 50 | N | Electric Utility | WAT | hydro | TRUE
322 | Conventional Hydroelectric | HY | 50 | N | Electric Utility | WAT | hydro | TRUE
323 | Conventional Hydroelectric | HY | 2.5 | N | Electric Utility | WAT | hydro | TRUE
323 | Conventional Hydroelectric | HY | 2.5 | N | Electric Utility | WAT | hydro | TRUE
323 | Conventional Hydroelectric | HY | 2.3 | N | Electric Utility | WAT | hydro | TRUE
324 | Conventional Hydroelectric | HY | 2.8 | N | Electric Utility | WAT | hydro | TRUE
324 | Conventional Hydroelectric | HY | 2.8 | N | Electric Utility | WAT | hydro | TRUE
324 | Conventional Hydroelectric | HY | 2.8 | N | Electric Utility | WAT | hydro | TRUE
325 | Conventional Hydroelectric | HY | 1 | N | Electric Utility | WAT | hydro | TRUE
325 | Conventional Hydroelectric | HY | 1 | N | Electric Utility | WAT | hydro | TRUE
325 | Conventional Hydroelectric | HY | 2 | N | Electric Utility | WAT | hydro | TRUE
325 | Conventional Hydroelectric | HY | 2.2 | N | Electric Utility | WAT | hydro | TRUE
325 | Conventional Hydroelectric | HY | 2 | N | Electric Utility | WAT | hydro | TRUE
326 | Conventional Hydroelectric | HY | 2 | N | Electric Utility | WAT | hydro | TRUE
326 | Conventional Hydroelectric | HY | 1.8 | N | Electric Utility | WAT | hydro | TRUE
327 | Conventional Hydroelectric | HY | 1.6 | N | Electric Utility | WAT | hydro | TRUE
328 | Conventional Hydroelectric | HY | 2.1 | N | Electric Utility | WAT | hydro | TRUE
328 | Conventional Hydroelectric | HY | 2.5 | N | Electric Utility | WAT | hydro | TRUE
328 | Conventional Hydroelectric | HY | 6 | N | Electric Utility | WAT | hydro | TRUE
331 | Natural Gas Steam Turbine | ST | 320 | N | IPP Non-CHP | NG | natural gas peaker | TRUE
331 | Natural Gas Steam Turbine | ST | 320 | N | IPP Non-CHP | NG | natural gas peaker | TRUE
332 | Conventional Hydroelectric | HY | 1.5 | N | Electric Utility | WAT | hydro | TRUE
332 | Conventional Hydroelectric | HY | 1.5 | N | Electric Utility | WAT | hydro | TRUE
335 | Natural Gas Steam Turbine | ST | 225.8 | N | IPP Non-CHP | NG | natural gas peaker | TRUE
335 | Natural Gas Steam Turbine | ST | 225.8 | N | IPP Non-CHP | NG | natural gas peaker | TRUE
336 | Conventional Hydroelectric | HY | 1.8 | N | Electric Utility | WAT | hydro | TRUE
337 | Conventional Hydroelectric | HY | 2.3 | N | Electric Utility | WAT | hydro | TRUE
338 | Conventional Hydroelectric | HY | 2.4 | N | Electric Utility | WAT | hydro | TRUE
338 | Conventional Hydroelectric | HY | 2.1 | N | Electric Utility | WAT | hydro | TRUE
339 | Conventional Hydroelectric | HY | 20.5 | N | Electric Utility | WAT | hydro | TRUE
339 | Conventional Hydroelectric | HY | 19.7 | N | Electric Utility | WAT | hydro | TRUE
340 | Conventional Hydroelectric | HY | 6.6 | N | Electric Utility | WAT | hydro | TRUE
340 | Conventional Hydroelectric | HY | 6.6 | N | Electric Utility | WAT | hydro | TRUE
340 | Conventional Hydroelectric | HY | 6.6 | N | Electric Utility | WAT | hydro | TRUE
340 | Conventional Hydroelectric | HY | 6.6 | N | Electric Utility | WAT | hydro | TRUE
341 | Natural Gas Fired Combustion Turbine | GT | 65 | N | IPP Non-CHP | NG | natural gas peaker | TRUE
341 | Natural Gas Fired Combustion Turbine | GT | 65 | N | IPP Non-CHP | NG | natural gas peaker | TRUE
341 | Natural Gas Fired Combustion Turbine | GT | 65 | N | IPP Non-CHP | NG | natural gas peaker | TRUE
341 | Natural Gas Fired Combustion Turbine | GT | 65 | N | IPP Non-CHP | NG | natural gas peaker | TRUE
342 | Conventional Hydroelectric | HY | 1.5 | N | Electric Utility | WAT | hydro | TRUE
342 | Conventional Hydroelectric | HY | 1.5 | N | Electric Utility | WAT | hydro | TRUE
344 | Conventional Hydroelectric | HY | 80 | N | Electric Utility | WAT | hydro | TRUE
344 | Conventional Hydroelectric | HY | 80 | N | Electric Utility | WAT | hydro | TRUE
345 | Natural Gas Fired Combustion Turbine | GT | 130 | N | IPP Non-CHP | NG | natural gas peaker | TRUE
345 | Natural Gas Steam Turbine | ST | 215 | N | IPP Non-CHP | NG | natural gas peaker | TRUE
345 | Natural Gas Steam Turbine | ST | 215 | N | IPP Non-CHP | NG | natural gas peaker | TRUE
350 | Natural Gas Steam Turbine | ST | 741 | N | IPP Non-CHP | NG | natural gas peaker | TRUE
350 | Natural Gas Steam Turbine | ST | 775 | N | IPP Non-CHP | NG | natural gas peaker | TRUE
353 | Conventional Hydroelectric | HY | 11.3 | N | Electric Utility | WAT | hydro | TRUE
354 | Conventional Hydroelectric | HY | 10.8 | N | Electric Utility | WAT | hydro | TRUE
356 | Natural Gas Steam Turbine | ST | 175 | N | IPP Non-CHP | NG | natural gas peaker | TRUE
356 | Natural Gas Steam Turbine | ST | 175 | N | IPP Non-CHP | NG | natural gas peaker | TRUE
356 | Natural Gas Steam Turbine | ST | 480 | N | IPP Non-CHP | NG | natural gas peaker | TRUE
356 | Natural Gas Steam Turbine | ST | 480 | N | IPP Non-CHP | NG | natural gas peaker | TRUE
357 | Conventional Hydroelectric | HY | 5.9 | N | Electric Utility | WAT | hydro | TRUE
357 | Conventional Hydroelectric | HY | 5.5 | N | Electric Utility | WAT | hydro | TRUE
358 | Natural Gas Fired Combined Cycle | CT | 149 | N | Electric Utility | NG | natural gas nonpeaker | TRUE
358 | Natural Gas Fired Combined Cycle | CT | 149 | N | Electric Utility | NG | natural gas nonpeaker | TRUE
358 | Natural Gas Fired Combined Cycle | CA | 188 | N | Electric Utility | NG | natural gas nonpeaker | TRUE
358 | Natural Gas Fired Combined Cycle | CT | 149 | N | Electric Utility | NG | natural gas nonpeaker | TRUE
358 | Natural Gas Fired Combined Cycle | CT | 149 | N | Electric Utility | NG | natural gas nonpeaker | TRUE
358 | Natural Gas Fired Combined Cycle | CA | 188 | N | Electric Utility | NG | natural gas nonpeaker | TRUE
361 | Conventional Hydroelectric | HY | 0.8 | N | Electric Utility | WAT | hydro | TRUE
361 | Conventional Hydroelectric | HY | 0.8 | N | Electric Utility | WAT | hydro | TRUE
361 | Conventional Hydroelectric | HY | 0.8 | N | Electric Utility | WAT | hydro | TRUE
361 | Conventional Hydroelectric | HY | 0.8 | N | Electric Utility | WAT | hydro | TRUE
363 | Conventional Hydroelectric | HY | 3.1 | N | Electric Utility | WAT | hydro | TRUE
365 | Conventional Hydroelectric | HY | 1.3 | N | Electric Utility | WAT | hydro | TRUE
365 | Conventional Hydroelectric | HY | 1.3 | N | Electric Utility | WAT | hydro | TRUE
371 | Nuclear | ST | 1158 | N | Electric Utility | NUC | nuclear | TRUE
376 | Conventional Hydroelectric | HY | 8.9 | N | Electric Utility | WAT | hydro | TRUE
376 | Conventional Hydroelectric | HY | 8.9 | N | Electric Utility | WAT | hydro | TRUE
376 | Conventional Hydroelectric | HY | 9.9 | N | Electric Utility | WAT | hydro | TRUE
377 | Natural Gas Fired Combined Cycle | CA | 19 | N | Electric Utility | NG | natural gas nonpeaker | TRUE
377 | Natural Gas Fired Combined Cycle | CA | 19 | N | Electric Utility | NG | natural gas nonpeaker | TRUE
377 | Landfill Gas | ST | 18 | N | Electric Utility | LFG | biomass | TRUE
377 | Landfill Gas | ST | 40 | N | Electric Utility | LFG | biomass | TRUE
377 | Natural Gas Steam Turbine | ST | 40 | N | Electric Utility | NG | natural gas peaker | TRUE
377 | Natural Gas Fired Combined Cycle | CT | 26 | N | Electric Utility | NG | natural gas nonpeaker | TRUE
377 | Natural Gas Fired Combined Cycle | CT | 46 | N | Electric Utility | NG | natural gas nonpeaker | TRUE
377 | Natural Gas Fired Combustion Turbine | GT | 48 | N | Electric Utility | NG | natural gas peaker | TRUE
378 | Conventional Hydroelectric | HY | 0.3 | N | Electric Utility | WAT | hydro | TRUE
378 | Conventional Hydroelectric | HY | 0.3 | N | Electric Utility | WAT | hydro | TRUE
380 | Conventional Hydroelectric | HY | 78.4 | N | Electric Utility | WAT | hydro | TRUE
380 | Conventional Hydroelectric | HY | 78.4 | N | Electric Utility | WAT | hydro | TRUE
381 | Conventional Hydroelectric | HY | 50 | N | Electric Utility | WAT | hydro | TRUE
381 | Conventional Hydroelectric | HY | 50 | N | Electric Utility | WAT | hydro | TRUE
382 | Conventional Hydroelectric | HY | 39.5 | N | Electric Utility | WAT | hydro | TRUE
382 | Conventional Hydroelectric | HY | 39.5 | N | Electric Utility | WAT | hydro | TRUE
382 | Conventional Hydroelectric | HY | 36.5 | N | Electric Utility | WAT | hydro | TRUE
384 | Conventional Steam Coal | ST | 518 | N | IPP Non-CHP | SUB | hard coal | TRUE
384 | Conventional Steam Coal | ST | 518 | N | IPP Non-CHP | SUB | hard coal | TRUE
385 | Conventional Hydroelectric | HY | 4.9 | N | Electric Utility | WAT | hydro | TRUE
385 | Conventional Hydroelectric | HY | 4.9 | N | Electric Utility | WAT | hydro | TRUE
386 | Conventional Hydroelectric | HY | 2.7 | N | Electric Utility | WAT | hydro | TRUE
386 | Conventional Hydroelectric | HY | 4.6 | N | Electric Utility | WAT | hydro | TRUE
387 | Conventional Hydroelectric | HY | 8.1 | N | Electric Utility | WAT | hydro | TRUE
387 | Conventional Hydroelectric | HY | 11 | N | Electric Utility | WAT | hydro | TRUE
388 | Conventional Hydroelectric | HY |  | N | Electric Utility | WAT | hydro | TRUE
388 | Conventional Hydroelectric | HY |  | N | Electric Utility | WAT | hydro | TRUE
389 | Natural Gas Fired Combined Cycle | CA | 31 | N | Electric Utility | NG | natural gas nonpeaker | TRUE
389 | Natural Gas Fired Combined Cycle | CT | 71 | N | Electric Utility | NG | natural gas nonpeaker | TRUE
389 | Natural Gas Fired Combined Cycle | CA | 52 | N | Electric Utility | NG | natural gas nonpeaker | TRUE
389 | Natural Gas Fired Combined Cycle | CT | 45 | N | Electric Utility | NG | natural gas nonpeaker | TRUE
389 | Natural Gas Fired Combined Cycle | CT | 45 | N | Electric Utility | NG | natural gas nonpeaker | TRUE
389 | Natural Gas Steam Turbine | ST | 70 | N | Electric Utility | NG | natural gas peaker | TRUE
390 | Conventional Hydroelectric | HY | 6 | N | Electric Utility | WAT | hydro | TRUE
390 | Conventional Hydroelectric | HY | 6 | N | Electric Utility | WAT | hydro | TRUE
391 | Conventional Hydroelectric | HY | 3 | N | Electric Utility | WAT | hydro | TRUE
392 | Hydroelectric Pumped Storage | PS | 250 | N | Electric Utility | WAT | hydro | TRUE
392 | Hydroelectric Pumped Storage | PS | 265 | N | Electric Utility | WAT | hydro | TRUE
392 | Hydroelectric Pumped Storage | PS | 265 | N | Electric Utility | WAT | hydro | TRUE
392 | Hydroelectric Pumped Storage | PS | 265 | N | Electric Utility | WAT | hydro | TRUE
392 | Hydroelectric Pumped Storage | PS | 265 | N | Electric Utility | WAT | hydro | TRUE
392 | Hydroelectric Pumped Storage | PS | 265 | N | Electric Utility | WAT | hydro | TRUE
392 | Conventional Hydroelectric | HY | 56 | N | Electric Utility | WAT | hydro | TRUE
393 | Conventional Hydroelectric | HY | 37.5 | N | Electric Utility | WAT | hydro | TRUE
394 | Conventional Hydroelectric | HY | 1.2 | N | Electric Utility | WAT | hydro | TRUE
394 | Conventional Hydroelectric | HY | 1.2 | N | Electric Utility | WAT | hydro | TRUE
396 | Conventional Hydroelectric | HY | 9.9 | N | Electric Utility | WAT | hydro | TRUE
397 | Conventional Hydroelectric | HY | 2 | N | Electric Utility | WAT | hydro | TRUE
398 | Conventional Hydroelectric | HY | 3.6 | N | Electric Utility | WAT | hydro | TRUE
398 | Conventional Hydroelectric | HY | 3.6 | N | Electric Utility | WAT | hydro | TRUE
399 | Natural Gas Fired Combined Cycle | CT | 79.5 | N | Electric Utility | NG | natural gas nonpeaker | TRUE
399 | Natural Gas Fired Combined Cycle | CT | 79.5 | N | Electric Utility | NG | natural gas nonpeaker | TRUE
399 | Natural Gas Fired Combined Cycle | CA | 65 | N | Electric Utility | NG | natural gas nonpeaker | TRUE
399 | Natural Gas Fired Combustion Turbine | GT | 47.4 | N | Electric Utility | NG | natural gas peaker | TRUE
399 | Natural Gas Fired Combustion Turbine | GT | 47.4 | N | Electric Utility | NG | natural gas peaker | TRUE
399 | Natural Gas Fired Combustion Turbine | GT | 47.4 | N | Electric Utility | NG | natural gas peaker | TRUE
399 | Natural Gas Fired Combustion Turbine | GT | 47.4 | N | Electric Utility | NG | natural gas peaker | TRUE
399 | Natural Gas Fired Combustion Turbine | GT | 47.4 | N | Electric Utility | NG | natural gas peaker | TRUE
400 | Natural Gas Steam Turbine | ST | 222 | N | Electric Utility | NG | natural gas peaker | TRUE
400 | Natural Gas Fired Combined Cycle | CT | 157.5 | N | Electric Utility | NG | natural gas nonpeaker | TRUE
400 | Natural Gas Fired Combustion Turbine | GT | 96.3 | N | Electric Utility | NG | natural gas peaker | TRUE
400 | Natural Gas Fired Combustion Turbine | GT | 96.3 | N | Electric Utility | NG | natural gas peaker | TRUE
400 | Natural Gas Fired Combustion Turbine | GT | 96.3 | N | Electric Utility | NG | natural gas peaker | TRUE
400 | Natural Gas Fired Combustion Turbine | GT | 96.3 | N | Electric Utility | NG | natural gas peaker | TRUE
400 | Natural Gas Fired Combustion Turbine | GT | 96.3 | N | Electric Utility | NG | natural gas peaker | TRUE
400 | Natural Gas Fired Combustion Turbine | GT | 96.3 | N | Electric Utility | NG | natural gas peaker | TRUE
400 | Natural Gas Steam Turbine | ST | 222 | N | Electric Utility | NG | natural gas peaker | TRUE
400 | Natural Gas Fired Combined Cycle | CA | 235 | N | Electric Utility | NG | natural gas nonpeaker | TRUE
400 | Natural Gas Fired Combined Cycle | CT | 157.5 | N | Electric Utility | NG | natural gas nonpeaker | TRUE
401 | Conventional Hydroelectric | HY | 37.5 | N | Electric Utility | WAT | hydro | TRUE
402 | Conventional Hydroelectric | HY | 2.7 | N | Electric Utility | WAT | hydro | TRUE
403 | Conventional Hydroelectric | HY | 3.2 | N | Electric Utility | WAT | hydro | TRUE
403 | Conventional Hydroelectric | HY | 2.9 | N | Electric Utility | WAT | hydro | TRUE
404 | Natural Gas Steam Turbine | ST | 174 | N | Electric Utility | NG | natural gas peaker | TRUE
404 | Natural Gas Steam Turbine | ST | 177 | N | Electric Utility | NG | natural gas peaker | TRUE
406 | Petroleum Liquids | IC | 1.3 | N | Electric Utility | DFO | petroleum | TRUE
406 | Petroleum Liquids | IC | 1.1 | N | Electric Utility | DFO | petroleum | TRUE
406 | Petroleum Liquids | IC | 1.1 | N | Electric Utility | DFO | petroleum | TRUE
406 | Petroleum Liquids | IC | 0.5 | N | Electric Utility | DFO | petroleum | TRUE
406 | Petroleum Liquids | IC | 1.9 | N | Electric Utility | DFO | petroleum | TRUE
406 | Petroleum Liquids | IC | 0.4 | N | Electric Utility | DFO | petroleum | TRUE
406 | Petroleum Liquids | IC | 1 | N | Electric Utility | DFO | petroleum | TRUE
407 | Conventional Hydroelectric | HY | 37.5 | N | Electric Utility | WAT | hydro | TRUE
408 | Natural Gas Fired Combustion Turbine | GT | 43 | N | Electric Utility | NG | natural gas peaker | TRUE
408 | Natural Gas Fired Combined Cycle | CT | 156 | N | Electric Utility | NG | natural gas nonpeaker | TRUE
408 | Natural Gas Fired Combined Cycle | CT | 156 | N | Electric Utility | NG | natural gas nonpeaker | TRUE
408 | Natural Gas Fired Combined Cycle | CA | 201 | N | Electric Utility | NG | natural gas nonpeaker | TRUE
409 | Conventional Hydroelectric | HY | 94.5 | N | IPP Non-CHP | WAT | hydro | TRUE
410 | Conventional Hydroelectric | HY | 9 | N | IPP Non-CHP | WAT | hydro | TRUE
412 | Conventional Hydroelectric | HY | 44 | N | IPP Non-CHP | WAT | hydro | TRUE
413 | Conventional Hydroelectric | HY | 27.3 | N | IPP Non-CHP | WAT | hydro | TRUE
414 | Conventional Hydroelectric | HY | 11 | N | IPP Non-CHP | WAT | hydro | TRUE
415 | Conventional Hydroelectric | HY | 72 | N | IPP Non-CHP | WAT | hydro | TRUE
416 | Conventional Hydroelectric | HY | 9 | N | IPP Non-CHP | WAT | hydro | TRUE
416 | Conventional Hydroelectric | HY | 10 | N | IPP Non-CHP | WAT | hydro | TRUE
416 | Conventional Hydroelectric | HY | 6.8 | N | IPP Non-CHP | WAT | hydro | TRUE
417 | Conventional Hydroelectric | HY | 36 | N | Electric Utility | WAT | hydro | TRUE
418 | Conventional Hydroelectric | HY | 9 | N | Electric Utility | WAT | hydro | TRUE
419 | Conventional Hydroelectric | HY | 59 | N | Electric Utility | WAT | hydro | TRUE
420 | Natural Gas Steam Turbine | ST | 71 | N | Electric Utility | NG | natural gas peaker | TRUE
421 | Petroleum Liquids | IC | 0.6 | N | Electric Utility | DFO | petroleum | TRUE
421 | Petroleum Liquids | IC | 1.8 | N | Electric Utility | DFO | petroleum | TRUE
421 | Petroleum Liquids | IC | 1.1 | N | Electric Utility | DFO | petroleum | TRUE
421 | Petroleum Liquids | IC | 1.1 | N | Electric Utility | DFO | petroleum | TRUE
422 | Natural Gas Fired Combustion Turbine | GT | 28.6 | N | Electric Utility | NG | natural gas peaker | TRUE
422 | Natural Gas Fired Combustion Turbine | GT | 28.6 | N | Electric Utility | NG | natural gas peaker | TRUE
422 | Natural Gas Fired Combustion Turbine | GT | 47.2 | N | Electric Utility | NG | natural gas peaker | TRUE
422 | Natural Gas Fired Combustion Turbine | GT | 47.2 | N | Electric Utility | NG | natural gas peaker | TRUE
423 | Petroleum Liquids | IC | 0.4 | N | Electric Utility | DFO | petroleum | TRUE
423 | Petroleum Liquids | IC | 0.3 | N | Electric Utility | DFO | petroleum | TRUE
423 | Petroleum Liquids | IC | 0.3 | N | Electric Utility | DFO | petroleum | TRUE
424 | Conventional Hydroelectric | HY | 17 | N | Electric Utility | WAT | hydro | TRUE
425 | Conventional Hydroelectric | HY | 61 | N | Electric Utility | WAT | hydro | TRUE
425 | Conventional Hydroelectric | HY | 61 | N | Electric Utility | WAT | hydro | TRUE
426 | Conventional Hydroelectric | HY | 6 | N | Electric Utility | WAT | hydro | TRUE
427 | Conventional Hydroelectric | HY | 86.3 | N | Electric Utility | WAT | hydro | TRUE
428 | Conventional Hydroelectric | HY | 2.7 | N | IPP Non-CHP | WAT | hydro | TRUE
430 | Conventional Hydroelectric | HY | 78.9 | N | Electric Utility | WAT | hydro | TRUE
430 | Conventional Hydroelectric | HY | 77 | N | Electric Utility | WAT | hydro | TRUE
431 | Conventional Hydroelectric | HY | 78.1 | N | Electric Utility | WAT | hydro | TRUE
431 | Conventional Hydroelectric | HY | 78.1 | N | Electric Utility | WAT | hydro | TRUE
432 | Conventional Hydroelectric | HY | 74.1 | N | Electric Utility | WAT | hydro | TRUE
433 | Conventional Hydroelectric | HY | 25.5 | N | Electric Utility | WAT | hydro | TRUE
435 | Conventional Hydroelectric | HY | 108 | N | Electric Utility | WAT | hydro | TRUE
435 | Conventional Hydroelectric | HY | 133 | N | Electric Utility | WAT | hydro | TRUE
436 | Conventional Hydroelectric | HY | 57 | N | Electric Utility | WAT | hydro | TRUE
436 | Conventional Hydroelectric | HY | 57 | N | Electric Utility | WAT | hydro | TRUE
436 | Conventional Hydroelectric | HY | 74 | N | Electric Utility | WAT | hydro | TRUE
436 | Conventional Hydroelectric | HY | 74 | N | Electric Utility | WAT | hydro | TRUE
437 | Conventional Hydroelectric | HY | 135.3 | N | Electric Utility | WAT | hydro | TRUE
437 | Hydroelectric Pumped Storage | PS | 112.4 | N | Electric Utility | WAT | hydro | TRUE
437 | Conventional Hydroelectric | HY | 135.3 | N | Electric Utility | WAT | hydro | TRUE
437 | Hydroelectric Pumped Storage | PS | 112.4 | N | Electric Utility | WAT | hydro | TRUE
437 | Conventional Hydroelectric | HY | 135.3 | N | Electric Utility | WAT | hydro | TRUE
437 | Hydroelectric Pumped Storage | PS | 112.4 | N | Electric Utility | WAT | hydro | TRUE
438 | Conventional Hydroelectric | HY | 32.6 | N | Electric Utility | WAT | hydro | TRUE
438 | Hydroelectric Pumped Storage | PS | 27.5 | N | Electric Utility | WAT | hydro | TRUE
438 | Hydroelectric Pumped Storage | PS | 27.5 | N | Electric Utility | WAT | hydro | TRUE
438 | Hydroelectric Pumped Storage | PS | 27.5 | N | Electric Utility | WAT | hydro | TRUE
439 | Conventional Hydroelectric | HY | 55 | N | Electric Utility | WAT | hydro | TRUE
439 | Conventional Hydroelectric | HY | 55 | N | Electric Utility | WAT | hydro | TRUE
439 | Conventional Hydroelectric | HY | 55 | N | Electric Utility | WAT | hydro | TRUE
439 | Conventional Hydroelectric | HY | 38.2 | N | Electric Utility | WAT | hydro | TRUE
440 | Conventional Hydroelectric | HY | 1 | N | Electric Utility | WAT | hydro | TRUE
440 | Conventional Hydroelectric | HY | 3.3 | N | Electric Utility | WAT | hydro | TRUE
441 | Conventional Hydroelectric | HY | 71.7 | N | Electric Utility | WAT | hydro | TRUE
441 | Conventional Hydroelectric | HY | 71.7 | N | Electric Utility | WAT | hydro | TRUE
441 | Conventional Hydroelectric | HY | 71.7 | N | Electric Utility | WAT | hydro | TRUE
442 | Conventional Hydroelectric | HY | 88.7 | N | Electric Utility | WAT | hydro | TRUE
442 | Conventional Hydroelectric | HY | 88.7 | N | Electric Utility | WAT | hydro | TRUE
443 | Conventional Hydroelectric | HY | 39 | N | Electric Utility | WAT | hydro | TRUE
443 | Conventional Hydroelectric | HY | 39 | N | Electric Utility | WAT | hydro | TRUE
443 | Conventional Hydroelectric | HY | 39 | N | Electric Utility | WAT | hydro | TRUE
444 | Conventional Hydroelectric | HY | 8.3 | N | Electric Utility | WAT | hydro | TRUE
444 | Conventional Hydroelectric | HY | 8.3 | N | Electric Utility | WAT | hydro | TRUE
445 | Conventional Hydroelectric | HY | 142 | N | Electric Utility | WAT | hydro | TRUE
445 | Conventional Hydroelectric | HY | 142 | N | Electric Utility | WAT | hydro | TRUE
445 | Conventional Hydroelectric | HY | 142 | N | Electric Utility | WAT | hydro | TRUE
445 | Conventional Hydroelectric | HY | 142 | N | Electric Utility | WAT | hydro | TRUE
445 | Conventional Hydroelectric | HY | 142 | N | Electric Utility | WAT | hydro | TRUE
445 | Conventional Hydroelectric | HY | 2 | N | Electric Utility | WAT | hydro | TRUE
445 | Conventional Hydroelectric | HY | 2 | N | Electric Utility | WAT | hydro | TRUE
446 | Hydroelectric Pumped Storage | PS | 2.4 | N | Electric Utility | WAT | hydro | TRUE
446 | Hydroelectric Pumped Storage | PS | 2.4 | N | Electric Utility | WAT | hydro | TRUE
446 | Hydroelectric Pumped Storage | PS | 2.4 | N | Electric Utility | WAT | hydro | TRUE
446 | Hydroelectric Pumped Storage | PS | 2.4 | N | Electric Utility | WAT | hydro | TRUE
446 | Hydroelectric Pumped Storage | PS | 2.4 | N | Electric Utility | WAT | hydro | TRUE
446 | Hydroelectric Pumped Storage | PS | 2.4 | N | Electric Utility | WAT | hydro | TRUE
447 | Conventional Hydroelectric | HY | 30 | N | Electric Utility | WAT | hydro | TRUE
447 | Conventional Hydroelectric | HY | 30 | N | Electric Utility | WAT | hydro | TRUE
447 | Conventional Hydroelectric | HY | 30 | N | Electric Utility | WAT | hydro | TRUE
447 | Conventional Hydroelectric | HY | 30 | N | Electric Utility | WAT | hydro | TRUE
448 | Hydroelectric Pumped Storage | PS | 51 | N | Electric Utility | WAT | hydro | TRUE
448 | Hydroelectric Pumped Storage | PS | 50 | N | Electric Utility | WAT | hydro | TRUE
448 | Hydroelectric Pumped Storage | PS | 50 | N | Electric Utility | WAT | hydro | TRUE
448 | Hydroelectric Pumped Storage | PS | 50 | N | Electric Utility | WAT | hydro | TRUE
448 | Hydroelectric Pumped Storage | PS | 50 | N | Electric Utility | WAT | hydro | TRUE
448 | Hydroelectric Pumped Storage | PS | 50 | N | Electric Utility | WAT | hydro | TRUE
448 | Hydroelectric Pumped Storage | PS | 50 | N | Electric Utility | WAT | hydro | TRUE
448 | Hydroelectric Pumped Storage | PS | 50 | N | Electric Utility | WAT | hydro | TRUE
450 | Conventional Hydroelectric | HY | 90 | N | Electric Utility | WAT | hydro | TRUE
450 | Conventional Hydroelectric | HY | 90 | N | Electric Utility | WAT | hydro | TRUE
451 | Conventional Hydroelectric | HY | 70 | N | Electric Utility | WAT | hydro | TRUE
451 | Conventional Hydroelectric | HY | 70 | N | Electric Utility | WAT | hydro | TRUE
454 | Conventional Hydroelectric | HY | 157.5 | N | Electric Utility | WAT | hydro | TRUE
454 | Conventional Hydroelectric | HY | 157.5 | N | Electric Utility | WAT | hydro | TRUE
455 | Conventional Hydroelectric | HY | 46.7 | N | Electric Utility | WAT | hydro | TRUE
457 | Conventional Hydroelectric | HY | 0.7 | N | Electric Utility | WAT | hydro | TRUE
457 | Conventional Hydroelectric | HY | 0.7 | N | Electric Utility | WAT | hydro | TRUE
460 | Petroleum Liquids | IC | 2 | N | Electric Utility | DFO | petroleum | TRUE
460 | Petroleum Liquids | IC | 2 | N | Electric Utility | DFO | petroleum | TRUE
460 | Petroleum Liquids | IC | 2 | N | Electric Utility | DFO | petroleum | TRUE
460 | Petroleum Liquids | IC | 2 | N | Electric Utility | DFO | petroleum | TRUE
460 | Petroleum Liquids | IC | 2 | N | Electric Utility | DFO | petroleum | TRUE
464 | Natural Gas Fired Combustion Turbine | GT | 13 | N | Electric Utility | NG | natural gas peaker | TRUE
464 | Natural Gas Fired Combustion Turbine | GT | 14 | N | Electric Utility | NG | natural gas peaker | TRUE
466 | Conventional Hydroelectric | HY | 5 | N | IPP Non-CHP | WAT | hydro | TRUE
467 | Hydroelectric Pumped Storage | PS | 162 | N | Electric Utility | WAT | hydro | TRUE
467 | Hydroelectric Pumped Storage | PS | 162 | N | Electric Utility | WAT | hydro | TRUE
469 | Conventional Steam Coal | ST | 352 | N | Electric Utility | BIT | hard coal | TRUE
469 | Natural Gas Fired Combined Cycle | CT | 168 | N | Electric Utility | NG | natural gas nonpeaker | TRUE
469 | Natural Gas Fired Combined Cycle | CT | 168 | N | Electric Utility | NG | natural gas nonpeaker | TRUE
469 | Natural Gas Fired Combined Cycle | CA | 240 | N | Electric Utility | NG | natural gas nonpeaker | TRUE
470 | Conventional Steam Coal | ST | 325 | N | Electric Utility | SUB | hard coal | TRUE
470 | Conventional Steam Coal | ST | 335 | N | Electric Utility | SUB | hard coal | TRUE
470 | Conventional Steam Coal | ST | 750 | N | Electric Utility | SUB | hard coal | TRUE
471 | Natural Gas Fired Combustion Turbine | GT | 14 | N | Electric Utility | NG | natural gas peaker | TRUE
472 | Conventional Hydroelectric | HY | 0.8 | N | Electric Utility | WAT | hydro | TRUE
472 | Conventional Hydroelectric | HY | 0.8 | N | Electric Utility | WAT | hydro | TRUE
473 | Conventional Hydroelectric | HY | 1.5 | N | Electric Utility | WAT | hydro | TRUE
473 | Conventional Hydroelectric | HY | 1.6 | N | Electric Utility | WAT | hydro | TRUE
474 | Conventional Hydroelectric | HY | 0.8 | N | Electric Utility | WAT | hydro | TRUE
474 | Conventional Hydroelectric | HY | 0.6 | N | Electric Utility | WAT | hydro | TRUE
476 | Conventional Hydroelectric | HY | 7.5 | N | Electric Utility | WAT | hydro | TRUE
476 | Conventional Hydroelectric | HY | 7.5 | N | Electric Utility | WAT | hydro | TRUE
477 | Conventional Steam Coal | ST | 184 | N | Electric Utility | BIT | hard coal | TRUE
477 | Natural Gas Fired Combustion Turbine | GT | 43 | N | Electric Utility | NG | natural gas peaker | TRUE
479 | Conventional Hydroelectric | HY | 2.8 | N | Electric Utility | WAT | hydro | TRUE
480 | Conventional Hydroelectric | HY | 2.8 | N | Electric Utility | WAT | hydro | TRUE
481 | Conventional Hydroelectric | HY | 7.9 | N | Electric Utility | WAT | hydro | TRUE
482 | Conventional Hydroelectric | HY | 1.9 | N | Electric Utility | WAT | hydro | TRUE
483 | Conventional Hydroelectric | HY | 3.1 | N | Electric Utility | WAT | hydro | TRUE
484 | Conventional Hydroelectric | HY | 5.9 | N | Electric Utility | WAT | hydro | TRUE
487 | Conventional Hydroelectric | HY | 4.1 | N | Electric Utility | WAT | hydro | TRUE
489 | Conventional Hydroelectric | HY | 5.5 | N | Electric Utility | WAT | hydro | TRUE
491 | Petroleum Liquids | IC | 0.5 | N | Electric Utility | DFO | petroleum | TRUE
491 | Petroleum Liquids | IC | 1 | N | Electric Utility | DFO | petroleum | TRUE
492 | Conventional Steam Coal | ST | 46 | N | Electric Utility | SUB | hard coal | TRUE
492 | Conventional Steam Coal | ST | 77 | N | Electric Utility | SUB | hard coal | TRUE
492 | Conventional Steam Coal | ST | 131 | N | Electric Utility | SUB | hard coal | TRUE
493 | Natural Gas Steam Turbine | ST | 16 | N | Electric Utility | NG | natural gas peaker | TRUE
493 | Natural Gas Steam Turbine | ST | 16 | N | Electric Utility | NG | natural gas peaker | TRUE
493 | Natural Gas Steam Turbine | ST | 23 | N | Electric Utility | NG | natural gas peaker | TRUE
494 | Conventional Hydroelectric | HY | 2.5 | N | Electric Utility | WAT | hydro | TRUE
494 | Conventional Hydroelectric | HY | 2.6 | N | Electric Utility | WAT | hydro | TRUE
494 | Conventional Hydroelectric | HY | 0.5 | N | Electric Utility | WAT | hydro | TRUE
495 | Conventional Hydroelectric | HY | 1 | N | Electric Utility | WAT | hydro | TRUE
502 | Petroleum Liquids | IC | 0.3 | N | Electric Utility | DFO | petroleum | TRUE
502 | Petroleum Liquids | IC | 1.7 | N | Electric Utility | DFO | petroleum | TRUE
502 | Petroleum Liquids | IC | 0.7 | N | Electric Utility | DFO | petroleum | TRUE
504 | Petroleum Liquids | IC | 0.7 | N | Electric Utility | DFO | petroleum | TRUE
504 | Petroleum Liquids | IC | 0.2 | N | Electric Utility | DFO | petroleum | TRUE
504 | Petroleum Liquids | IC | 1.1 | N | Electric Utility | DFO | petroleum | TRUE
504 | Petroleum Liquids | IC | 0.2 | N | Electric Utility | DFO | petroleum | TRUE
505 | Conventional Hydroelectric | HY | 8.6 | N | Electric Utility | WAT | hydro | TRUE
505 | Conventional Hydroelectric | HY | 8.6 | N | Electric Utility | WAT | hydro | TRUE
506 | Petroleum Liquids | IC | 0.5 | N | Electric Utility | DFO | petroleum | TRUE
506 | Petroleum Liquids | IC | 0.4 | N | Electric Utility | DFO | petroleum | TRUE
506 | Petroleum Liquids | IC | 1 | N | Electric Utility | DFO | petroleum | TRUE
506 | Petroleum Liquids | IC | 2.5 | N | Electric Utility | DFO | petroleum | TRUE
506 | Petroleum Liquids | IC | 3 | N | Electric Utility | DFO | petroleum | TRUE
506 | Petroleum Liquids | IC | 3 | N | Electric Utility | DFO | petroleum | TRUE
506 | Petroleum Liquids | IC | 4 | N | Electric Utility | DFO | petroleum | TRUE
507 | Petroleum Liquids | IC | 0.3 | N | Electric Utility | DFO | petroleum | TRUE
507 | Petroleum Liquids | IC | 0.3 | N | Electric Utility | DFO | petroleum | TRUE
507 | Petroleum Liquids | IC | 1 | N | Electric Utility | DFO | petroleum | TRUE
507 | Petroleum Liquids | IC | 1 | N | Electric Utility | DFO | petroleum | TRUE
507 | Petroleum Liquids | IC | 2.5 | N | Electric Utility | DFO | petroleum | TRUE
508 | Conventional Steam Coal | ST | 25 | N | Electric Utility | SUB | hard coal | TRUE
508 | Natural Gas Fired Combustion Turbine | GT | 4.2 | N | Electric Utility | NG | natural gas peaker | TRUE
508 | Conventional Steam Coal | ST | 15 | N | Electric Utility | SUB | hard coal | TRUE
508 | Petroleum Liquids | IC | 1 | N | Electric Utility | DFO | petroleum | TRUE
508 | Petroleum Liquids | IC | 1 | N | Electric Utility | DFO | petroleum | TRUE
508 | Onshore Wind Turbine | WT | 4 | N | Electric Utility | WND | onshore wind | TRUE
508 | Onshore Wind Turbine | WT | 1.5 | N | Electric Utility | WND | onshore wind | TRUE
510 | Geothermal | ST | 50 | N | IPP Non-CHP | GEO | geothermal | TRUE
511 | Conventional Steam Coal | ST | 3.8 | N | Electric Utility | BIT | hard coal | TRUE
511 | Natural Gas Internal Combustion Engine | IC | 1.9 | N | Electric Utility | NG | natural gas peaker | TRUE
511 | Natural Gas Internal Combustion Engine | IC | 1.9 | N | Electric Utility | NG | natural gas peaker | TRUE
511 | Petroleum Liquids | IC | 1.8 | N | Electric Utility | DFO | petroleum | TRUE
511 | Petroleum Liquids | IC | 1.8 | N | Electric Utility | DFO | petroleum | TRUE
511 | Petroleum Liquids | IC | 1.8 | N | Electric Utility | DFO | petroleum | TRUE
512 | Conventional Hydroelectric | HY | 43.2 | N | Electric Utility | WAT | hydro | TRUE
512 | Conventional Hydroelectric | HY | 43.2 | N | Electric Utility | WAT | hydro | TRUE
513 | Conventional Hydroelectric | HY | 17.2 | N | Electric Utility | WAT | hydro | TRUE
513 | Conventional Hydroelectric | HY | 17.2 | N | Electric Utility | WAT | hydro | TRUE
513 | Conventional Hydroelectric | HY | 17.2 | N | Electric Utility | WAT | hydro | TRUE
514 | Conventional Hydroelectric | HY | 86.6 | N | Electric Utility | WAT | hydro | TRUE
514 | Conventional Hydroelectric | HY | 86.6 | N | Electric Utility | WAT | hydro | TRUE
515 | Conventional Hydroelectric | HY | 5.2 | N | Electric Utility | WAT | hydro | TRUE
516 | Conventional Hydroelectric | HY | 13 | N | Electric Utility | WAT | hydro | TRUE
516 | Conventional Hydroelectric | HY | 13 | N | Electric Utility | WAT | hydro | TRUE
517 | Conventional Hydroelectric | HY | 9.3 | N | Electric Utility | WAT | hydro | TRUE
518 | Conventional Hydroelectric | HY | 43 | N | Electric Utility | WAT | hydro | TRUE
518 | Conventional Hydroelectric | HY | 43 | N | Electric Utility | WAT | hydro | TRUE
518 | Hydroelectric Pumped Storage | PS | 8.5 | N | Electric Utility | WAT | hydro | TRUE
519 | Conventional Hydroelectric | HY | 38.2 | N | Electric Utility | WAT | hydro | TRUE
520 | Conventional Hydroelectric | HY | 5.6 | N | Electric Utility | WAT | hydro | TRUE
521 | Conventional Hydroelectric | HY | 9.9 | N | Electric Utility | WAT | hydro | TRUE
525 | Conventional Steam Coal | ST | 184 | N | Electric Utility | BIT | hard coal | TRUE
525 | Conventional Steam Coal | ST | 262 | N | Electric Utility | BIT | hard coal | TRUE
527 | Conventional Steam Coal | ST | 12 | N | Electric Utility | BIT | hard coal | TRUE
527 | Conventional Steam Coal | ST | 12 | N | Electric Utility | BIT | hard coal | TRUE
527 | Conventional Steam Coal | ST | 12 | N | Electric Utility | BIT | hard coal | TRUE
527 | Conventional Steam Coal | ST | 64 | N | Electric Utility | BIT | hard coal | TRUE
531 | Conventional Hydroelectric | HY | 7.2 | N | Electric Utility | WAT | hydro | TRUE
533 | Natural Gas Fired Combined Cycle | CA | 9 | N | Electric Utility | NG | natural gas nonpeaker | TRUE
533 | Natural Gas Fired Combined Cycle | CA | 9 | N | Electric Utility | NG | natural gas nonpeaker | TRUE
533 | Natural Gas Fired Combined Cycle | CA | 22 | N | Electric Utility | NG | natural gas nonpeaker | TRUE
533 | Natural Gas Fired Combined Cycle | CT | 108 | N | Electric Utility | NG | natural gas nonpeaker | TRUE
533 | Natural Gas Fired Combined Cycle | CT | 171 | N | Electric Utility | NG | natural gas nonpeaker | TRUE
533 | Natural Gas Fired Combined Cycle | CT | 168 | N | Electric Utility | NG | natural gas nonpeaker | TRUE
533 | Natural Gas Fired Combined Cycle | CA | 176 | N | Electric Utility | NG | natural gas nonpeaker | TRUE
534 | Conventional Hydroelectric | HY | 10 | N | Electric Utility | WAT | hydro | TRUE
535 | Natural Gas Fired Combustion Turbine | GT | 77 | N | Electric Utility | NG | natural gas peaker | TRUE
537 | Conventional Hydroelectric | HY | 3.5 | N | Electric Utility | WAT | hydro | TRUE
537 | Conventional Hydroelectric | HY | 3.5 | N | Electric Utility | WAT | hydro | TRUE
537 | Conventional Hydroelectric | HY | 3.5 | N | Electric Utility | WAT | hydro | TRUE
539 | Hydroelectric Pumped Storage | PS | 2 | N | IPP Non-CHP | WAT | hydro | TRUE
539 | Hydroelectric Pumped Storage | PS | 2 | N | IPP Non-CHP | WAT | hydro | TRUE
539 | Hydroelectric Pumped Storage | PS | 25.4 | N | IPP Non-CHP | WAT | hydro | TRUE
540 | Petroleum Liquids | GT | 17.4 | N | IPP Non-CHP | KER | other | TRUE
541 | Conventional Hydroelectric | HY | 1.4 | N | IPP Non-CHP | WAT | hydro | TRUE
541 | Conventional Hydroelectric | HY | 1.4 | N | IPP Non-CHP | WAT | hydro | TRUE
541 | Conventional Hydroelectric | HY | 1.4 | N | IPP Non-CHP | WAT | hydro | TRUE
541 | Conventional Hydroelectric | HY | 1.4 | N | IPP Non-CHP | WAT | hydro | TRUE
541 | Conventional Hydroelectric | HY | 1.4 | N | IPP Non-CHP | WAT | hydro | TRUE
541 | Conventional Hydroelectric | HY | 1.4 | N | IPP Non-CHP | WAT | hydro | TRUE
542 | Petroleum Liquids | GT | 19.1 | N | IPP Non-CHP | KER | other | TRUE
542 | Petroleum Liquids | GT | 18.7 | N | IPP Non-CHP | KER | other | TRUE
542 | Petroleum Liquids | GT | 19.1 | N | IPP Non-CHP | KER | other | TRUE
542 | Petroleum Liquids | GT | 19.1 | N | IPP Non-CHP | KER | other | TRUE
542 | Petroleum Liquids | GT | 19.6 | N | IPP Non-CHP | KER | other | TRUE
544 | Petroleum Liquids | GT | 14.4 | N | IPP Non-CHP | KER | other | TRUE
544 | Petroleum Liquids | GT | 29.3 | N | IPP Non-CHP | KER | other | TRUE
544 | Petroleum Liquids | GT | 29.2 | N | IPP Non-CHP | KER | other | TRUE
544 | Petroleum Liquids | GT | 29.9 | N | IPP Non-CHP | KER | other | TRUE
544 | Petroleum Liquids | GT | 29.7 | N | IPP Non-CHP | KER | other | TRUE
546 | Petroleum Liquids | IC | 2.7 | N | IPP Non-CHP | DFO | petroleum | TRUE
546 | Petroleum Liquids | IC | 2.7 | N | IPP Non-CHP | DFO | petroleum | TRUE
546 | Petroleum Liquids | ST | 81 | N | IPP Non-CHP | RFO | petroleum | TRUE
546 | Petroleum Liquids | ST | 410 | N | IPP Non-CHP | RFO | petroleum | TRUE
547 | Hydroelectric Pumped Storage | PS | 270 | N | IPP Non-CHP | WAT | hydro | TRUE
547 | Hydroelectric Pumped Storage | PS | 292 | N | IPP Non-CHP | WAT | hydro | TRUE
547 | Hydroelectric Pumped Storage | PS | 292 | N | IPP Non-CHP | WAT | hydro | TRUE
547 | Hydroelectric Pumped Storage | PS | 292 | N | IPP Non-CHP | WAT | hydro | TRUE
550 | Wood/Wood Waste Biomass | ST | 50 | N | Electric Utility | WDS | biomass | TRUE
550 | Natural Gas Fired Combustion Turbine | GT | 6.2 | N | Electric Utility | NG | natural gas peaker | TRUE
551 | Conventional Hydroelectric | HY | 1.7 | N | IPP Non-CHP | WAT | hydro | TRUE
552 | Conventional Hydroelectric | HY | 41.5 | N | IPP Non-CHP | WAT | hydro | TRUE
553 | Conventional Hydroelectric | HY | 7.1 | N | IPP Non-CHP | WAT | hydro | TRUE
553 | Conventional Hydroelectric | HY | 7.1 | N | IPP Non-CHP | WAT | hydro | TRUE
553 | Conventional Hydroelectric | HY | 7.1 | N | IPP Non-CHP | WAT | hydro | TRUE
553 | Conventional Hydroelectric | HY | 7.6 | N | IPP Non-CHP | WAT | hydro | TRUE
554 | Conventional Hydroelectric | HY | 0.4 | N | IPP Non-CHP | WAT | hydro | TRUE
554 | Conventional Hydroelectric | HY | 0.4 | N | IPP Non-CHP | WAT | hydro | TRUE
554 | Conventional Hydroelectric | HY | 0.4 | N | IPP Non-CHP | WAT | hydro | TRUE
554 | Conventional Hydroelectric | HY | 0.4 | N | IPP Non-CHP | WAT | hydro | TRUE
554 | Conventional Hydroelectric | HY | 0.4 | N | IPP Non-CHP | WAT | hydro | TRUE
557 | Conventional Hydroelectric | HY | 0.8 | N | IPP Non-CHP | WAT | hydro | TRUE
557 | Petroleum Liquids | GT | 16.5 | N | IPP Non-CHP | JF | petroleum | TRUE
557 | Conventional Hydroelectric | HY | 0.8 | N | IPP Non-CHP | WAT | hydro | TRUE
559 | Conventional Hydroelectric | HY | 4 | N | Electric Utility | WAT | hydro | TRUE
559 | Conventional Hydroelectric | HY | 4 | N | Electric Utility | WAT | hydro | TRUE
560 | Conventional Hydroelectric | HY | 3.3 | N | IPP Non-CHP | WAT | hydro | TRUE
560 | Conventional Hydroelectric | HY | 3.3 | N | IPP Non-CHP | WAT | hydro | TRUE
560 | Conventional Hydroelectric | HY | 3.3 | N | IPP Non-CHP | WAT | hydro | TRUE
561 | Petroleum Liquids | GT | 16.1 | N | IPP Non-CHP | KER | other | TRUE
562 | Petroleum Liquids | GT | 17.2 | N | IPP Non-CHP | KER | other | TRUE
562 | Natural Gas Steam Turbine | ST | 117 | N | IPP Non-CHP | NG | natural gas peaker | TRUE
562 | Natural Gas Steam Turbine | ST | 236 | N | IPP Non-CHP | NG | natural gas peaker | TRUE
562 | Petroleum Liquids | ST | 400 | N | IPP Non-CHP | RFO | petroleum | TRUE
563 | Petroleum Liquids | GT | 35.7 | N | IPP Non-CHP | KER | other | TRUE
563 | Petroleum Liquids | GT | 37.7 | N | IPP Non-CHP | KER | other | TRUE
563 | Petroleum Liquids | GT | 38.3 | N | IPP Non-CHP | KER | other | TRUE
563 | Petroleum Liquids | GT | 36.7 | N | IPP Non-CHP | KER | other | TRUE
564 | Conventional Steam Coal | ST | 440 | N | Electric Utility | BIT | hard coal | TRUE
564 | Conventional Steam Coal | ST | 456 | N | Electric Utility | BIT | hard coal | TRUE
564 | Natural Gas Fired Combined Cycle | CA | 128 | N | Electric Utility | NG | natural gas nonpeaker | TRUE
564 | Natural Gas Fired Combined Cycle | CT | 167 | N | Electric Utility | NG | natural gas nonpeaker | TRUE
565 | Petroleum Liquids | GT | 17.4 | N | IPP Non-CHP | KER | other | TRUE
566 | Nuclear | ST | 867.8 | N | IPP Non-CHP | NUC | nuclear | TRUE
566 | Nuclear | ST | 1220 | N | IPP Non-CHP | NUC | nuclear | TRUE
568 | Conventional Steam Coal | ST | 383.4 | N | IPP Non-CHP | SUB | hard coal | TRUE
568 | Petroleum Liquids | GT | 16.9 | N | IPP Non-CHP | KER | other | TRUE
579 | Conventional Hydroelectric | HY | 3.2 | N | Electric Utility | WAT | hydro | TRUE
581 | Petroleum Liquids | GT | 15.3 | N | Electric Utility | DFO | petroleum | TRUE
583 | Conventional Hydroelectric | HY | 1 | N | Electric Utility | WAT | hydro | TRUE
584 | Conventional Hydroelectric | HY | 15 | N | Electric Utility | WAT | hydro | TRUE
584 | Conventional Hydroelectric | HY | 15 | N | Electric Utility | WAT | hydro | TRUE
585 | Conventional Hydroelectric | HY | 1.3 | N | Electric Utility | WAT | hydro | TRUE
585 | Conventional Hydroelectric | HY | 1.2 | N | Electric Utility | WAT | hydro | TRUE
585 | Conventional Hydroelectric | HY | 1.3 | N | Electric Utility | WAT | hydro | TRUE
586 | Conventional Hydroelectric | HY | 1 | N | Electric Utility | WAT | hydro | TRUE
589 | Wood/Wood Waste Biomass | ST | 52 | N | Electric Utility | WDS | biomass | TRUE
591 | Petroleum Liquids | GT | 25 | N | IPP Non-CHP | DFO | petroleum | TRUE
591 | Petroleum Liquids | GT | 25 | N | IPP Non-CHP | DFO | petroleum | TRUE
592 | Petroleum Liquids | GT | 18 | N | IPP Non-CHP | DFO | petroleum | TRUE
593 | Petroleum Liquids | GT | 15 | N | IPP Non-CHP | DFO | petroleum | TRUE
593 | Natural Gas Steam Turbine | ST | 86 | N | IPP Non-CHP | NG | natural gas peaker | TRUE
593 | Natural Gas Steam Turbine | ST | 174 | N | IPP Non-CHP | NG | natural gas peaker | TRUE
593 | Natural Gas Steam Turbine | ST | 450 | N | IPP Non-CHP | NG | natural gas peaker | TRUE
594 | Petroleum Liquids | GT | 16.1 | N | IPP Non-CHP | DFO | petroleum | TRUE
594 | Conventional Steam Coal | ST | 410 | N | IPP Non-CHP | BIT | hard coal | TRUE
597 | Petroleum Liquids | GT | 15 | N | IPP Non-CHP | DFO | petroleum | TRUE
599 | Natural Gas Steam Turbine | ST | 17 | N | IPP Non-CHP | NG | natural gas peaker | TRUE
599 | Natural Gas Steam Turbine | ST | 17 | N | IPP Non-CHP | NG | natural gas peaker | TRUE
599 | Natural Gas Steam Turbine | ST | 102 | N | IPP Non-CHP | NG | natural gas peaker | TRUE
602 | Conventional Steam Coal | ST | 635 | N | IPP Non-CHP | BIT | hard coal | TRUE
602 | Conventional Steam Coal | ST | 638 | N | IPP Non-CHP | BIT | hard coal | TRUE
607 | Natural Gas Fired Combustion Turbine | GT | 93 | N | Electric Utility | NG | natural gas peaker | TRUE
607 | Natural Gas Fired Combustion Turbine | GT | 93 | N | Electric Utility | NG | natural gas peaker | TRUE
607 | Natural Gas Fired Combustion Turbine | GT | 47 | N | Electric Utility | NG | natural gas peaker | TRUE
607 | Natural Gas Fired Combustion Turbine | GT | 47 | N | Electric Utility | NG | natural gas peaker | TRUE
609 | Natural Gas Fired Combined Cycle | CT |  | N | Electric Utility | NG | natural gas nonpeaker | TRUE
609 | Natural Gas Fired Combined Cycle | CT |  | N | Electric Utility | NG | natural gas nonpeaker | TRUE
609 | Natural Gas Fired Combined Cycle | CT |  | N | Electric Utility | NG | natural gas nonpeaker | TRUE
609 | Natural Gas Fired Combined Cycle | CA | 1210 | N | Electric Utility | NG | natural gas nonpeaker | TRUE
612 | Petroleum Liquids | GT | 54 | N | Electric Utility | DFO | petroleum | TRUE
612 | Petroleum Liquids | GT | 54 | N | Electric Utility | DFO | petroleum | TRUE
612 | Natural Gas Fired Combined Cycle | CT |  | N | Electric Utility | NG | natural gas nonpeaker | TRUE
612 | Natural Gas Fired Combined Cycle | CT |  | N | Electric Utility | NG | natural gas nonpeaker | TRUE
612 | Natural Gas Fired Combined Cycle | CT |  | N | Electric Utility | NG | natural gas nonpeaker | TRUE
612 | Natural Gas Fired Combined Cycle | CT |  | N | Electric Utility | NG | natural gas nonpeaker | TRUE
612 | Natural Gas Fired Combined Cycle | CT |  | N | Electric Utility | NG | natural gas nonpeaker | TRUE
612 | Natural Gas Fired Combined Cycle | CT |  | N | Electric Utility | NG | natural gas nonpeaker | TRUE
612 | Petroleum Liquids | GT | 54 | N | Electric Utility | DFO | petroleum | TRUE
612 | Petroleum Liquids | GT | 54 | N | Electric Utility | DFO | petroleum | TRUE
612 | Petroleum Liquids | GT | 54 | N | Electric Utility | DFO | petroleum | TRUE
612 | Petroleum Liquids | GT | 54 | N | Electric Utility | DFO | petroleum | TRUE
612 | Petroleum Liquids | GT | 54 | N | Electric Utility | DFO | petroleum | TRUE
612 | Petroleum Liquids | GT | 54 | N | Electric Utility | DFO | petroleum | TRUE
612 | Petroleum Liquids | GT | 54 | N | Electric Utility | DFO | petroleum | TRUE
612 | Natural Gas Fired Combustion Turbine | GT | 315 | N | Electric Utility | NG | natural gas peaker | TRUE
612 | Natural Gas Fired Combustion Turbine | GT |  | N | Electric Utility | NG | natural gas peaker | TRUE
612 | Petroleum Liquids | GT | 54 | N | Electric Utility | DFO | petroleum | TRUE
612 | Petroleum Liquids | GT | 54 | N | Electric Utility | DFO | petroleum | TRUE
612 | Petroleum Liquids | GT | 54 | N | Electric Utility | DFO | petroleum | TRUE
612 | Natural Gas Fired Combined Cycle | CA | 1432 | N | Electric Utility | NG | natural gas nonpeaker | TRUE
612 | Natural Gas Fired Combined Cycle | CA |  | N | Electric Utility | NG | natural gas nonpeaker | TRUE
613 | Natural Gas Fired Combustion Turbine | GT | 35 | N | Electric Utility | NG | natural gas peaker | TRUE
613 | Natural Gas Fired Combustion Turbine | GT | 35 | N | Electric Utility | NG | natural gas peaker | TRUE
613 | Natural Gas Fired Combustion Turbine | GT | 35 | N | Electric Utility | NG | natural gas peaker | TRUE
613 | Natural Gas Fired Combustion Turbine | GT | 35 | N | Electric Utility | NG | natural gas peaker | TRUE
613 | Natural Gas Fired Combustion Turbine | GT | 35 | N | Electric Utility | NG | natural gas peaker | TRUE
613 | Natural Gas Fired Combustion Turbine | GT | 35 | N | Electric Utility | NG | natural gas peaker | TRUE
613 | Natural Gas Fired Combustion Turbine | GT | 35 | N | Electric Utility | NG | natural gas peaker | TRUE
613 | Natural Gas Fired Combustion Turbine | GT | 35 | N | Electric Utility | NG | natural gas peaker | TRUE
613 | Natural Gas Fired Combustion Turbine | GT | 35 | N | Electric Utility | NG | natural gas peaker | TRUE
613 | Natural Gas Fired Combustion Turbine | GT | 35 | N | Electric Utility | NG | natural gas peaker | TRUE
613 | Natural Gas Fired Combustion Turbine | GT | 35 | N | Electric Utility | NG | natural gas peaker | TRUE
613 | Natural Gas Fired Combustion Turbine | GT | 35 | N | Electric Utility | NG | natural gas peaker | TRUE
613 | Natural Gas Fired Combustion Turbine | GT | 35 | N | Electric Utility | NG | natural gas peaker | TRUE
613 | Natural Gas Fired Combustion Turbine | GT | 35 | N | Electric Utility | NG | natural gas peaker | TRUE
613 | Natural Gas Fired Combustion Turbine | GT | 35 | N | Electric Utility | NG | natural gas peaker | TRUE
613 | Natural Gas Fired Combustion Turbine | GT | 35 | N | Electric Utility | NG | natural gas peaker | TRUE
613 | Natural Gas Fired Combustion Turbine | GT | 35 | N | Electric Utility | NG | natural gas peaker | TRUE
613 | Natural Gas Fired Combustion Turbine | GT | 35 | N | Electric Utility | NG | natural gas peaker | TRUE
613 | Natural Gas Fired Combustion Turbine | GT | 35 | N | Electric Utility | NG | natural gas peaker | TRUE
613 | Natural Gas Fired Combined Cycle | CT |  | N | Electric Utility | NG | natural gas nonpeaker | TRUE
613 | Natural Gas Fired Combined Cycle | CT |  | N | Electric Utility | NG | natural gas nonpeaker | TRUE
613 | Natural Gas Fired Combustion Turbine | GT | 35 | N | Electric Utility | NG | natural gas peaker | TRUE
613 | Natural Gas Fired Combined Cycle | CT |  | N | Electric Utility | NG | natural gas nonpeaker | TRUE
613 | Natural Gas Fired Combined Cycle | CT |  | N | Electric Utility | NG | natural gas nonpeaker | TRUE
613 | Natural Gas Fired Combustion Turbine | GT | 35 | N | Electric Utility | NG | natural gas peaker | TRUE
613 | Natural Gas Fired Combustion Turbine | GT | 35 | N | Electric Utility | NG | natural gas peaker | TRUE
613 | Natural Gas Fired Combustion Turbine | GT | 35 | N | Electric Utility | NG | natural gas peaker | TRUE
613 | Natural Gas Fired Combustion Turbine | GT | 35 | N | Electric Utility | NG | natural gas peaker | TRUE
613 | Natural Gas Fired Combined Cycle | CA | 442 | N | Electric Utility | NG | natural gas nonpeaker | TRUE
613 | Natural Gas Fired Combined Cycle | CA | 442 | N | Electric Utility | NG | natural gas nonpeaker | TRUE
617 | Natural Gas Fired Combustion Turbine | GT | 35 | N | Electric Utility | NG | natural gas peaker | TRUE
617 | Natural Gas Fired Combustion Turbine | GT | 35 | N | Electric Utility | NG | natural gas peaker | TRUE
617 | Natural Gas Fired Combustion Turbine | GT | 35 | N | Electric Utility | NG | natural gas peaker | TRUE
617 | Natural Gas Fired Combustion Turbine | GT | 35 | N | Electric Utility | NG | natural gas peaker | TRUE
617 | Natural Gas Fired Combustion Turbine | GT | 35 | N | Electric Utility | NG | natural gas peaker | TRUE
617 | Natural Gas Fired Combustion Turbine | GT | 35 | N | Electric Utility | NG | natural gas peaker | TRUE
617 | Natural Gas Fired Combustion Turbine | GT | 35 | N | Electric Utility | NG | natural gas peaker | TRUE
617 | Natural Gas Fired Combustion Turbine | GT | 35 | N | Electric Utility | NG | natural gas peaker | TRUE
617 | Natural Gas Fired Combustion Turbine | GT | 35 | N | Electric Utility | NG | natural gas peaker | TRUE
617 | Natural Gas Fired Combustion Turbine | GT | 35 | N | Electric Utility | NG | natural gas peaker | TRUE
617 | Natural Gas Fired Combustion Turbine | GT | 35 | N | Electric Utility | NG | natural gas peaker | TRUE
617 | Natural Gas Fired Combustion Turbine | GT | 35 | N | Electric Utility | NG | natural gas peaker | TRUE
619 | Natural Gas Fired Combined Cycle | CT |  | N | Electric Utility | NG | natural gas nonpeaker | TRUE
619 | Natural Gas Fired Combined Cycle | CT |  | N | Electric Utility | NG | natural gas nonpeaker | TRUE
619 | Natural Gas Fired Combined Cycle | CT |  | N | Electric Utility | NG | natural gas nonpeaker | TRUE
619 | Natural Gas Fired Combined Cycle | CA | 1212 | N | Electric Utility | NG | natural gas nonpeaker | TRUE
620 | Natural Gas Fired Combined Cycle | CA | 958 | N | Electric Utility | NG | natural gas nonpeaker | TRUE
620 | Natural Gas Fired Combined Cycle | CT |  | N | Electric Utility | NG | natural gas nonpeaker | TRUE
620 | Natural Gas Fired Combined Cycle | CT |  | N | Electric Utility | NG | natural gas nonpeaker | TRUE
620 | Natural Gas Fired Combined Cycle | CT |  | N | Electric Utility | NG | natural gas nonpeaker | TRUE
620 | Natural Gas Fired Combined Cycle | CT |  | N | Electric Utility | NG | natural gas nonpeaker | TRUE
620 | Natural Gas Fired Combined Cycle | CA | 954 | N | Electric Utility | NG | natural gas nonpeaker | TRUE
620 | Natural Gas Fired Combined Cycle | CT |  | N | Electric Utility | NG | natural gas nonpeaker | TRUE
620 | Natural Gas Fired Combined Cycle | CT |  | N | Electric Utility | NG | natural gas nonpeaker | TRUE
620 | Natural Gas Fired Combined Cycle | CT |  | N | Electric Utility | NG | natural gas nonpeaker | TRUE
620 | Natural Gas Fired Combined Cycle | CT |  | N | Electric Utility | NG | natural gas nonpeaker | TRUE
621 | Nuclear | ST | 802 | N | Electric Utility | NUC | nuclear | TRUE
621 | Nuclear | ST | 802 | N | Electric Utility | NUC | nuclear | TRUE
621 | Natural Gas Fired Combined Cycle | CA | 1148 | N | Electric Utility | NG | natural gas nonpeaker | TRUE
621 | Natural Gas Fired Combined Cycle | CT |  | N | Electric Utility | NG | natural gas nonpeaker | TRUE
621 | Natural Gas Fired Combined Cycle | CT |  | N | Electric Utility | NG | natural gas nonpeaker | TRUE
621 | Natural Gas Fired Combined Cycle | CT |  | N | Electric Utility | NG | natural gas nonpeaker | TRUE
621 | Natural Gas Fired Combined Cycle | CT |  | N | Electric Utility | NG | natural gas nonpeaker | TRUE
621 | Natural Gas Steam Turbine | ST | 396 | N | Electric Utility | NG | natural gas peaker | TRUE
621 | Petroleum Liquids | ST | 392 | N | Electric Utility | RFO | petroleum | TRUE
622 | Conventional Hydroelectric | HY | 16.8 | N | Electric Utility | WAT | hydro | TRUE
624 | Natural Gas Fired Combustion Turbine | GT | 25 | N | Electric Utility | NG | natural gas peaker | TRUE
624 | Petroleum Liquids | GT | 25 | N | Electric Utility | DFO | petroleum | TRUE
625 | Conventional Hydroelectric | HY | 9.2 | N | Electric Utility | WAT | hydro | TRUE
625 | Conventional Hydroelectric | HY | 9.2 | N | Electric Utility | WAT | hydro | TRUE
626 | Conventional Hydroelectric | HY | 1.3 | N | Electric Utility | WAT | hydro | TRUE
627 | Petroleum Liquids | GT | 44 | N | Electric Utility | DFO | petroleum | TRUE
627 | Petroleum Liquids | GT | 42 | N | Electric Utility | DFO | petroleum | TRUE
627 | Petroleum Liquids | GT | 44 | N | Electric Utility | DFO | petroleum | TRUE
627 | Petroleum Liquids | GT | 44 | N | Electric Utility | DFO | petroleum | TRUE
628 | Conventional Steam Coal | ST | 370 | N | Electric Utility | BIT | hard coal | TRUE
628 | Conventional Steam Coal | ST | 499 | N | Electric Utility | BIT | hard coal | TRUE
628 | Conventional Steam Coal | ST | 710 | N | Electric Utility | BIT | hard coal | TRUE
628 | Conventional Steam Coal | ST | 712 | N | Electric Utility | BIT | hard coal | TRUE
629 | Petroleum Liquids | GT | 10 | N | Electric Utility | DFO | petroleum | TRUE
629 | Petroleum Liquids | GT | 10 | N | Electric Utility | DFO | petroleum | TRUE
629 | Petroleum Liquids | GT | 59 | N | Electric Utility | DFO | petroleum | TRUE
630 | Natural Gas Fired Combustion Turbine | GT | 20 | N | Electric Utility | NG | natural gas peaker | TRUE
630 | Natural Gas Fired Combustion Turbine | GT | 25 | N | Electric Utility | NG | natural gas peaker | TRUE
630 | Natural Gas Fired Combustion Turbine | GT | 32 | N | Electric Utility | NG | natural gas peaker | TRUE
630 | Natural Gas Fired Combustion Turbine | GT | 32 | N | Electric Utility | NG | natural gas peaker | TRUE
632 | Conventional Hydroelectric | HY | 11.5 | N | Electric Utility | WAT | hydro | TRUE
634 | Natural Gas Fired Combined Cycle | CT | 168 | N | Electric Utility | NG | natural gas nonpeaker | TRUE
634 | Natural Gas Fired Combined Cycle | CT | 169 | N | Electric Utility | NG | natural gas nonpeaker | TRUE
634 | Natural Gas Fired Combined Cycle | CT | 172 | N | Electric Utility | NG | natural gas nonpeaker | TRUE
634 | Natural Gas Fired Combined Cycle | CT | 167 | N | Electric Utility | NG | natural gas nonpeaker | TRUE
634 | Natural Gas Fired Combined Cycle | CA | 429 | N | Electric Utility | NG | natural gas nonpeaker | TRUE
634 | Petroleum Liquids | GT | 43 | N | Electric Utility | DFO | petroleum | TRUE
634 | Natural Gas Fired Combustion Turbine | GT | 42 | N | Electric Utility | NG | natural gas peaker | TRUE
634 | Petroleum Liquids | GT | 43 | N | Electric Utility | DFO | petroleum | TRUE
634 | Natural Gas Fired Combustion Turbine | GT | 47 | N | Electric Utility | NG | natural gas peaker | TRUE
637 | Petroleum Liquids | GT | 12 | N | Electric Utility | DFO | petroleum | TRUE
638 | Natural Gas Steam Turbine | ST | 28 | N | Electric Utility | NG | natural gas peaker | TRUE
638 | Natural Gas Steam Turbine | ST | 29 | N | Electric Utility | NG | natural gas peaker | TRUE
638 | Natural Gas Steam Turbine | ST | 71 | N | Electric Utility | NG | natural gas peaker | TRUE
638 | Natural Gas Fired Combustion Turbine | GT | 52 | N | Electric Utility | NG | natural gas peaker | TRUE
638 | Petroleum Liquids | GT | 51 | N | Electric Utility | DFO | petroleum | TRUE
638 | Natural Gas Fired Combustion Turbine | GT | 52 | N | Electric Utility | NG | natural gas peaker | TRUE
641 | Conventional Steam Coal | ST | 75 | N | Electric Utility | BIT | hard coal | TRUE
641 | Conventional Steam Coal | ST | 75 | N | Electric Utility | BIT | hard coal | TRUE
641 | Conventional Steam Coal | ST | 299 | N | Electric Utility | BIT | hard coal | TRUE
641 | Conventional Steam Coal | ST | 475 | N | Electric Utility | BIT | hard coal | TRUE
643 | Conventional Steam Coal | ST | 162 | N | Electric Utility | BIT | hard coal | TRUE
643 | Conventional Steam Coal | ST | 195 | N | Electric Utility | BIT | hard coal | TRUE
643 | Natural Gas Fired Combined Cycle | CT |  | N | Electric Utility | NG | natural gas nonpeaker | TRUE
643 | Natural Gas Fired Combined Cycle | CT |  | N | Electric Utility | NG | natural gas nonpeaker | TRUE
643 | Natural Gas Fired Combined Cycle | CA | 481 | N | Electric Utility | NG | natural gas nonpeaker | TRUE
643 | Petroleum Liquids | GT | 32 | N | Electric Utility | DFO | petroleum | TRUE
645 | Natural Gas Fired Combustion Turbine | GT | 56 | N | Electric Utility | NG | natural gas peaker | TRUE
645 | Conventional Steam Coal | ST | 385 | N | Electric Utility | BIT | hard coal | TRUE
645 | Conventional Steam Coal | ST | 385 | N | Electric Utility | BIT | hard coal | TRUE
645 | Conventional Steam Coal | ST | 395 | N | Electric Utility | BIT | hard coal | TRUE
645 | Conventional Steam Coal | ST | 437 | N | Electric Utility | BIT | hard coal | TRUE
649 | Nuclear | ST | 1150 | N | Electric Utility | NUC | nuclear | TRUE
649 | Nuclear | ST | 1152 | N | Electric Utility | NUC | nuclear | TRUE
663 | Natural Gas Steam Turbine | ST | 75 | N | Electric Utility | NG | natural gas peaker | TRUE
663 | Conventional Steam Coal | ST | 232 | N | Electric Utility | BIT | hard coal | TRUE
663 | Natural Gas Fired Combustion Turbine | GT | 17.5 | N | Electric Utility | NG | natural gas peaker | TRUE
663 | Natural Gas Fired Combustion Turbine | GT | 17.5 | N | Electric Utility | NG | natural gas peaker | TRUE
663 | Natural Gas Fired Combustion Turbine | GT | 75 | N | Electric Utility | NG | natural gas peaker | TRUE
664 | Natural Gas Fired Combined Cycle | CA | 37 | N | Electric Utility | NG | natural gas nonpeaker | TRUE
664 | Natural Gas Fired Combined Cycle | CT | 75 | N | Electric Utility | NG | natural gas nonpeaker | TRUE
665 | Natural Gas Internal Combustion Engine | IC | 1.8 | N | Electric Utility | NG | natural gas peaker | TRUE
665 | Natural Gas Internal Combustion Engine | IC | 1.8 | N | Electric Utility | NG | natural gas peaker | TRUE
665 | Natural Gas Internal Combustion Engine | IC | 1.8 | N | Electric Utility | NG | natural gas peaker | TRUE
665 | Natural Gas Internal Combustion Engine | IC | 1.8 | N | Electric Utility | NG | natural gas peaker | TRUE
665 | Natural Gas Internal Combustion Engine | IC | 1.8 | N | Electric Utility | NG | natural gas peaker | TRUE
665 | Natural Gas Internal Combustion Engine | IC | 8 | N | Electric Utility | NG | natural gas peaker | TRUE
665 | Natural Gas Internal Combustion Engine | IC | 1.8 | N | Electric Utility | NG | natural gas peaker | TRUE
665 | Natural Gas Internal Combustion Engine | IC | 6 | N | Electric Utility | NG | natural gas peaker | TRUE
665 | Natural Gas Internal Combustion Engine | IC | 6 | N | Electric Utility | NG | natural gas peaker | TRUE
665 | Natural Gas Internal Combustion Engine | IC | 1.8 | N | Electric Utility | NG | natural gas peaker | TRUE
666 | Natural Gas Fired Combustion Turbine | GT | 158.6 | N | Electric Utility | NG | natural gas peaker | TRUE
666 | Natural Gas Fired Combustion Turbine | GT | 158.6 | N | Electric Utility | NG | natural gas peaker | TRUE
667 | Conventional Steam Coal | ST | 293 | N | Electric Utility | BIT | hard coal | TRUE
667 | Conventional Steam Coal | ST | 293 | N | Electric Utility | BIT | hard coal | TRUE
667 | Petroleum Liquids | GT | 53 | N | Electric Utility | DFO | petroleum | TRUE
667 | Petroleum Liquids | GT | 53 | N | Electric Utility | DFO | petroleum | TRUE
667 | Petroleum Liquids | GT | 53 | N | Electric Utility | DFO | petroleum | TRUE
667 | Petroleum Liquids | GT | 53 | N | Electric Utility | DFO | petroleum | TRUE
667 | Natural Gas Steam Turbine | ST | 524 | N | Electric Utility | NG | natural gas peaker | TRUE
673 | Petroleum Liquids | GT | 26 | N | Electric Utility | DFO | petroleum | TRUE
673 | Natural Gas Fired Combined Cycle | CT | 21 | N | Electric Utility | NG | natural gas nonpeaker | TRUE
673 | Petroleum Liquids | IC | 2 | N | Electric Utility | DFO | petroleum | TRUE
673 | Petroleum Liquids | IC | 2 | N | Electric Utility | DFO | petroleum | TRUE
673 | Petroleum Liquids | IC | 2 | N | Electric Utility | DFO | petroleum | TRUE
673 | Petroleum Liquids | IC | 2 | N | Electric Utility | DFO | petroleum | TRUE
673 | Petroleum Liquids | IC | 2 | N | Electric Utility | DFO | petroleum | TRUE
673 | Natural Gas Steam Turbine | ST | 22 | N | Electric Utility | NG | natural gas peaker | TRUE
673 | Natural Gas Fired Combined Cycle | CA | 9 | N | Electric Utility | NG | natural gas nonpeaker | TRUE
674 | Conventional Hydroelectric | HY | 0.8 | N | Electric Utility | WAT | hydro | TRUE
674 | Conventional Hydroelectric | HY | 0.8 | N | Electric Utility | WAT | hydro | TRUE
675 | Natural Gas Fired Combustion Turbine | GT | 10 | N | Electric Utility | NG | natural gas peaker | TRUE
675 | Natural Gas Fired Combustion Turbine | GT | 9 | N | Electric Utility | NG | natural gas peaker | TRUE
675 | Natural Gas Fired Combined Cycle | CA | 29 | N | Electric Utility | NG | natural gas nonpeaker | TRUE
675 | Natural Gas Fired Combined Cycle | CT | 76 | N | Electric Utility | NG | natural gas nonpeaker | TRUE
676 | Conventional Steam Coal | ST | 342 | N | Electric Utility | BIT | hard coal | TRUE
676 | Natural Gas Fired Combined Cycle | CT | 215 | N | Electric Utility | NG | natural gas nonpeaker | TRUE
676 | Natural Gas Fired Combined Cycle | CA | 123 | N | Electric Utility | NG | natural gas nonpeaker | TRUE
676 | Natural Gas Fired Combustion Turbine | GT | 16 | N | Electric Utility | NG | natural gas peaker | TRUE
676 | Petroleum Liquids | IC | 2.5 | N | Electric Utility | DFO | petroleum | TRUE
676 | Petroleum Liquids | IC | 2.5 | N | Electric Utility | DFO | petroleum | TRUE
676 | Natural Gas Steam Turbine | ST | 106 | N | Electric Utility | NG | natural gas peaker | TRUE
678 | Conventional Hydroelectric | HY | 0.7 | N | Electric Utility | WAT | hydro | TRUE
678 | Conventional Hydroelectric | HY | 0.7 | N | Electric Utility | WAT | hydro | TRUE
682 | Conventional Hydroelectric | HY | 155 | N | Electric Utility | WAT | hydro | TRUE
683 | Natural Gas Fired Combustion Turbine | GT | 37 | N | Electric Utility | NG | natural gas peaker | TRUE
683 | Natural Gas Fired Combustion Turbine | GT | 37 | N | Electric Utility | NG | natural gas peaker | TRUE
683 | Natural Gas Fired Combustion Turbine | GT | 108 | N | Electric Utility | NG | natural gas peaker | TRUE
683 | Natural Gas Fired Combustion Turbine | GT | 108 | N | Electric Utility | NG | natural gas peaker | TRUE
688 | Natural Gas Steam Turbine | ST | 76 | N | Electric Utility | NG | natural gas peaker | TRUE
688 | Natural Gas Fired Combined Cycle | CA | 141 | N | Electric Utility | NG | natural gas nonpeaker | TRUE
688 | Natural Gas Fired Combined Cycle | CT | 159 | N | Electric Utility | NG | natural gas nonpeaker | TRUE
688 | Natural Gas Fired Combustion Turbine | GT | 12 | N | Electric Utility | NG | natural gas peaker | TRUE
688 | Natural Gas Fired Combustion Turbine | GT | 24 | N | Electric Utility | NG | natural gas peaker | TRUE
688 | Natural Gas Fired Combustion Turbine | GT | 46 | N | Electric Utility | NG | natural gas peaker | TRUE
688 | Natural Gas Fired Combustion Turbine | GT | 46 | N | Electric Utility | NG | natural gas peaker | TRUE
689 | Natural Gas Fired Combined Cycle | CT | 154 | N | Electric Utility | NG | natural gas nonpeaker | TRUE
689 | Natural Gas Fired Combined Cycle | CA | 72 | N | Electric Utility | NG | natural gas nonpeaker | TRUE
689 | Natural Gas Fired Combustion Turbine | GT | 10 | N | Electric Utility | NG | natural gas peaker | TRUE
689 | Natural Gas Fired Combustion Turbine | GT | 10 | N | Electric Utility | NG | natural gas peaker | TRUE
690 | Conventional Hydroelectric | HY | 14.5 | N | Electric Utility | WAT | hydro | TRUE
690 | Conventional Hydroelectric | HY | 14.5 | N | Electric Utility | WAT | hydro | TRUE
690 | Conventional Hydroelectric | HY | 14.5 | N | Electric Utility | WAT | hydro | TRUE
692 | Onshore Wind Turbine | WT | 0.7 | N | Electric Utility | WND | onshore wind | TRUE
692 | Onshore Wind Turbine | WT | 0.7 | N | Electric Utility | WND | onshore wind | TRUE
692 | Onshore Wind Turbine | WT | 0.6 | N | Electric Utility | WND | onshore wind | TRUE
692 | Onshore Wind Turbine | WT | 0.6 | N | Electric Utility | WND | onshore wind | TRUE
692 | Onshore Wind Turbine | WT | 0.7 | N | Electric Utility | WND | onshore wind | TRUE
692 | Onshore Wind Turbine | WT | 0.7 | N | Electric Utility | WND | onshore wind | TRUE
692 | Onshore Wind Turbine | WT | 0.7 | N | Electric Utility | WND | onshore wind | TRUE
692 | Onshore Wind Turbine | WT | 0.7 | N | Electric Utility | WND | onshore wind | TRUE
692 | Onshore Wind Turbine | WT | 0.7 | N | Electric Utility | WND | onshore wind | TRUE
696 | Petroleum Liquids | IC | 3.5 | N | Electric Utility | DFO | petroleum | TRUE
696 | Petroleum Liquids | IC | 3.5 | N | Electric Utility | DFO | petroleum | TRUE
696 | Petroleum Liquids | IC | 3 | N | Electric Utility | DFO | petroleum | TRUE
696 | Petroleum Liquids | IC | 3 | N | Electric Utility | DFO | petroleum | TRUE
696 | Petroleum Liquids | IC | 2.5 | N | Electric Utility | DFO | petroleum | TRUE
696 | Petroleum Liquids | IC | 2.5 | N | Electric Utility | DFO | petroleum | TRUE
696 | Petroleum Liquids | IC | 2 | N | Electric Utility | DFO | petroleum | TRUE
696 | Petroleum Liquids | IC | 2 | N | Electric Utility | DFO | petroleum | TRUE
698 | Petroleum Liquids | IC | 2.7 | N | Electric Utility | DFO | petroleum | TRUE
698 | Petroleum Liquids | IC | 2.7 | N | Electric Utility | DFO | petroleum | TRUE
698 | Petroleum Liquids | IC | 2.7 | N | Electric Utility | DFO | petroleum | TRUE
698 | Petroleum Liquids | IC | 2.7 | N | Electric Utility | DFO | petroleum | TRUE
698 | Petroleum Liquids | IC | 2.7 | N | Electric Utility | DFO | petroleum | TRUE
702 | Conventional Hydroelectric | HY | 16.4 | N | Electric Utility | WAT | hydro | TRUE
702 | Conventional Hydroelectric | HY | 16.4 | N | Electric Utility | WAT | hydro | TRUE
702 | Conventional Hydroelectric | HY | 16.4 | N | Electric Utility | WAT | hydro | TRUE
702 | Conventional Hydroelectric | HY | 22.1 | N | Electric Utility | WAT | hydro | TRUE
702 | Conventional Hydroelectric | HY | 59.2 | N | Electric Utility | WAT | hydro | TRUE
702 | Conventional Hydroelectric | HY | 59.2 | N | Electric Utility | WAT | hydro | TRUE
703 | Conventional Steam Coal | ST | 724 | N | Electric Utility | BIT | hard coal | TRUE
703 | Conventional Steam Coal | ST | 724 | N | Electric Utility | BIT | hard coal | TRUE
703 | Conventional Steam Coal | ST | 892 | N | Electric Utility | BIT | hard coal | TRUE
703 | Conventional Steam Coal | ST | 892 | N | Electric Utility | BIT | hard coal | TRUE
704 | Conventional Hydroelectric | HY | 4.8 | N | Electric Utility | WAT | hydro | TRUE
704 | Conventional Hydroelectric | HY | 4.7 | N | Electric Utility | WAT | hydro | TRUE
706 | Conventional Hydroelectric | HY | 2.2 | N | Electric Utility | WAT | hydro | TRUE
706 | Conventional Hydroelectric | HY | 2.2 | N | Electric Utility | WAT | hydro | TRUE
706 | Conventional Hydroelectric | HY | 2.1 | N | Electric Utility | WAT | hydro | TRUE
707 | Conventional Hydroelectric | HY | 5 | N | Electric Utility | WAT | hydro | TRUE
707 | Conventional Hydroelectric | HY | 5 | N | Electric Utility | WAT | hydro | TRUE
707 | Conventional Hydroelectric | HY | 5 | N | Electric Utility | WAT | hydro | TRUE
707 | Conventional Hydroelectric | HY | 5 | N | Electric Utility | WAT | hydro | TRUE
707 | Conventional Hydroelectric | HY | 9.4 | N | Electric Utility | WAT | hydro | TRUE
707 | Conventional Hydroelectric | HY | 9.4 | N | Electric Utility | WAT | hydro | TRUE
708 | Conventional Steam Coal | ST | 110 | N | Electric Utility | BIT | hard coal | TRUE
708 | Conventional Steam Coal | ST | 110 | N | Electric Utility | BIT | hard coal | TRUE
708 | Conventional Steam Coal | ST | 110 | N | Electric Utility | BIT | hard coal | TRUE
708 | Conventional Steam Coal | ST | 510 | N | Electric Utility | BIT | hard coal | TRUE
710 | Natural Gas Fired Combustion Turbine | GT | 40 | N | Electric Utility | NG | natural gas peaker | TRUE
710 | Natural Gas Fired Combustion Turbine | GT | 40 | N | Electric Utility | NG | natural gas peaker | TRUE
710 | Natural Gas Fired Combined Cycle | CA | 375 | N | Electric Utility | NG | natural gas nonpeaker | TRUE
710 | Natural Gas Fired Combined Cycle | CA | 375 | N | Electric Utility | NG | natural gas nonpeaker | TRUE
710 | Natural Gas Fired Combined Cycle | CT | 231.5 | N | Electric Utility | NG | natural gas nonpeaker | TRUE
710 | Natural Gas Fired Combined Cycle | CT | 231.5 | N | Electric Utility | NG | natural gas nonpeaker | TRUE
710 | Natural Gas Fired Combined Cycle | CA | 375 | N | Electric Utility | NG | natural gas nonpeaker | TRUE
710 | Natural Gas Fired Combined Cycle | CT | 231.5 | N | Electric Utility | NG | natural gas nonpeaker | TRUE
710 | Natural Gas Fired Combined Cycle | CT | 231.5 | N | Electric Utility | NG | natural gas nonpeaker | TRUE
710 | Natural Gas Fired Combined Cycle | CT | 231.5 | N | Electric Utility | NG | natural gas nonpeaker | TRUE
710 | Natural Gas Fired Combined Cycle | CT | 231.5 | N | Electric Utility | NG | natural gas nonpeaker | TRUE
711 | Conventional Hydroelectric | HY | 0.1 | N | Electric Utility | WAT | hydro | TRUE
711 | Conventional Hydroelectric | HY | 0.1 | N | Electric Utility | WAT | hydro | TRUE
712 | Conventional Hydroelectric | HY | 3.7 | N | Electric Utility | WAT | hydro | TRUE
712 | Conventional Hydroelectric | HY | 3.7 | N | Electric Utility | WAT | hydro | TRUE
712 | Conventional Hydroelectric | HY | 3.7 | N | Electric Utility | WAT | hydro | TRUE
712 | Conventional Hydroelectric | HY | 3.8 | N | Electric Utility | WAT | hydro | TRUE
712 | Conventional Hydroelectric | HY | 3.8 | N | Electric Utility | WAT | hydro | TRUE
712 | Conventional Hydroelectric | HY | 3.8 | N | Electric Utility | WAT | hydro | TRUE
714 | Conventional Hydroelectric | HY | 1.5 | N | Electric Utility | WAT | hydro | TRUE
715 | Petroleum Liquids | GT | 46 | N | Electric Utility | DFO | petroleum | TRUE
715 | Petroleum Liquids | GT | 46 | N | Electric Utility | DFO | petroleum | TRUE
715 | Petroleum Liquids | GT | 46 | N | Electric Utility | DFO | petroleum | TRUE
715 | Petroleum Liquids | GT | 46 | N | Electric Utility | DFO | petroleum | TRUE
715 | Petroleum Liquids | GT | 46 | N | Electric Utility | DFO | petroleum | TRUE
715 | Petroleum Liquids | GT | 46 | N | Electric Utility | DFO | petroleum | TRUE
715 | Petroleum Liquids | GT | 46 | N | Electric Utility | DFO | petroleum | TRUE
715 | Petroleum Liquids | GT | 46 | N | Electric Utility | DFO | petroleum | TRUE
715 | Petroleum Liquids | GT | 46 | N | Electric Utility | DFO | petroleum | TRUE
715 | Petroleum Liquids | IC | 2 | N | Electric Utility | DFO | petroleum | TRUE
717 | Conventional Hydroelectric | HY | 1.5 | N | Electric Utility | WAT | hydro | TRUE
717 | Conventional Hydroelectric | HY | 1.5 | N | Electric Utility | WAT | hydro | TRUE
717 | Conventional Hydroelectric | HY | 1.5 | N | Electric Utility | WAT | hydro | TRUE
717 | Conventional Hydroelectric | HY | 1.5 | N | Electric Utility | WAT | hydro | TRUE
717 | Conventional Hydroelectric | HY | 1.5 | N | Electric Utility | WAT | hydro | TRUE
717 | Conventional Hydroelectric | HY | 1.5 | N | Electric Utility | WAT | hydro | TRUE
717 | Conventional Hydroelectric | HY | 1.4 | N | Electric Utility | WAT | hydro | TRUE
718 | Conventional Hydroelectric | HY | 3 | N | Electric Utility | WAT | hydro | TRUE
718 | Conventional Hydroelectric | HY | 3 | N | Electric Utility | WAT | hydro | TRUE
719 | Conventional Hydroelectric | HY | 10.7 | N | Electric Utility | WAT | hydro | TRUE
719 | Conventional Hydroelectric | HY | 10.7 | N | Electric Utility | WAT | hydro | TRUE
719 | Conventional Hydroelectric | HY | 10.7 | N | Electric Utility | WAT | hydro | TRUE
719 | Conventional Hydroelectric | HY | 2.3 | N | Electric Utility | WAT | hydro | TRUE
720 | Conventional Hydroelectric | HY | 17.8 | N | Electric Utility | WAT | hydro | TRUE
720 | Conventional Hydroelectric | HY | 17.8 | N | Electric Utility | WAT | hydro | TRUE
720 | Conventional Hydroelectric | HY | 17.8 | N | Electric Utility | WAT | hydro | TRUE
720 | Conventional Hydroelectric | HY | 5.8 | N | Electric Utility | WAT | hydro | TRUE
722 | Conventional Hydroelectric | HY | 21.9 | N | Electric Utility | WAT | hydro | TRUE
722 | Conventional Hydroelectric | HY | 21.9 | N | Electric Utility | WAT | hydro | TRUE
723 | Conventional Hydroelectric | HY | 12.1 | N | Electric Utility | WAT | hydro | TRUE
723 | Conventional Hydroelectric | HY | 12.1 | N | Electric Utility | WAT | hydro | TRUE
723 | Conventional Hydroelectric | HY | 12.1 | N | Electric Utility | WAT | hydro | TRUE
723 | Conventional Hydroelectric | HY | 12.2 | N | Electric Utility | WAT | hydro | TRUE
723 | Conventional Hydroelectric | HY | 12.2 | N | Electric Utility | WAT | hydro | TRUE
723 | Conventional Hydroelectric | HY | 12.2 | N | Electric Utility | WAT | hydro | TRUE
724 | Conventional Hydroelectric | HY | 8.3 | N | Electric Utility | WAT | hydro | TRUE
724 | Conventional Hydroelectric | HY | 8.3 | N | Electric Utility | WAT | hydro | TRUE
725 | Conventional Hydroelectric | HY | 13 | N | Electric Utility | WAT | hydro | TRUE
725 | Conventional Hydroelectric | HY | 13 | N | Electric Utility | WAT | hydro | TRUE
725 | Conventional Hydroelectric | HY | 13 | N | Electric Utility | WAT | hydro | TRUE
725 | Conventional Hydroelectric | HY | 13 | N | Electric Utility | WAT | hydro | TRUE
727 | Conventional Steam Coal | ST | 155 | N | Electric Utility | BIT | hard coal | TRUE
727 | Petroleum Liquids | GT | 31 | N | Electric Utility | DFO | petroleum | TRUE
727 | Petroleum Liquids | GT | 31 | N | Electric Utility | DFO | petroleum | TRUE
728 | Natural Gas Steam Turbine | ST | 352 | N | Electric Utility | NG | natural gas peaker | TRUE
728 | Natural Gas Steam Turbine | ST | 355 | N | Electric Utility | NG | natural gas peaker | TRUE
729 | Conventional Hydroelectric | HY | 9.5 | N | Electric Utility | WAT | hydro | TRUE
729 | Conventional Hydroelectric | HY | 9.5 | N | Electric Utility | WAT | hydro | TRUE
729 | Conventional Hydroelectric | HY | 9.5 | N | Electric Utility | WAT | hydro | TRUE
732 | Natural Gas Fired Combustion Turbine | GT | 14 | N | Electric Utility | NG | natural gas peaker | TRUE
733 | Natural Gas Fired Combustion Turbine | GT | 17 | N | Electric Utility | NG | natural gas peaker | TRUE
736 | Conventional Hydroelectric | HY | 1.5 | N | Electric Utility | WAT | hydro | TRUE
736 | Conventional Hydroelectric | HY | 1.5 | N | Electric Utility | WAT | hydro | TRUE
736 | Conventional Hydroelectric | HY | 1.5 | N | Electric Utility | WAT | hydro | TRUE
736 | Conventional Hydroelectric | HY | 1.5 | N | Electric Utility | WAT | hydro | TRUE
736 | Conventional Hydroelectric | HY | 1.5 | N | Electric Utility | WAT | hydro | TRUE
736 | Conventional Hydroelectric | HY | 1.5 | N | Electric Utility | WAT | hydro | TRUE
736 | Conventional Hydroelectric | HY | 1.5 | N | Electric Utility | WAT | hydro | TRUE
736 | Conventional Hydroelectric | HY | 1.5 | N | Electric Utility | WAT | hydro | TRUE
745 | Conventional Hydroelectric | HY | 23.9 | N | Electric Utility | WAT | hydro | TRUE
751 | Conventional Hydroelectric | HY | 2.9 | N | Electric Utility | WAT | hydro | TRUE
752 | Conventional Hydroelectric | HY | 2.4 | N | Electric Utility | WAT | hydro | TRUE
752 | Conventional Hydroelectric | HY | 4 | N | Electric Utility | WAT | hydro | TRUE
752 | Conventional Hydroelectric | HY | 4.8 | N | Electric Utility | WAT | hydro | TRUE
752 | Conventional Hydroelectric | HY | 4 | N | Electric Utility | WAT | hydro | TRUE
753 | Conventional Steam Coal | ST | 10 | N | Electric Utility | BIT | hard coal | TRUE
753 | Natural Gas Fired Combustion Turbine | GT | 4 | N | Electric Utility | NG | natural gas peaker | TRUE
754 | Conventional Hydroelectric | HY | 85 | N | Electric Utility | WAT | hydro | TRUE
754 | Conventional Hydroelectric | HY | 85 | N | Electric Utility | WAT | hydro | TRUE
754 | Conventional Hydroelectric | HY | 85 | N | Electric Utility | WAT | hydro | TRUE
754 | Conventional Hydroelectric | HY | 85 | N | Electric Utility | WAT | hydro | TRUE
754 | Conventional Hydroelectric | HY | 80 | N | Electric Utility | WAT | hydro | TRUE
757 | Conventional Hydroelectric | HY | 16 | N | Electric Utility | WAT | hydro | TRUE
757 | Conventional Hydroelectric | HY | 1.3 | N | Electric Utility | WAT | hydro | TRUE
758 | Conventional Hydroelectric | HY | 19.2 | N | Electric Utility | WAT | hydro | TRUE
758 | Conventional Hydroelectric | HY | 0.9 | N | Electric Utility | WAT | hydro | TRUE
759 | Conventional Hydroelectric | HY | 60 | N | Electric Utility | WAT | hydro | TRUE
759 | Conventional Hydroelectric | HY | 60 | N | Electric Utility | WAT | hydro | TRUE
759 | Conventional Hydroelectric | HY | 6.8 | N | Electric Utility | WAT | hydro | TRUE
760 | Conventional Hydroelectric | HY | 35 | N | Electric Utility | WAT | hydro | TRUE
760 | Conventional Hydroelectric | HY | 35 | N | Electric Utility | WAT | hydro | TRUE
760 | Conventional Hydroelectric | HY | 2 | N | Electric Utility | WAT | hydro | TRUE
761 | Conventional Hydroelectric | HY | 42 | N | Electric Utility | WAT | hydro | TRUE
761 | Conventional Hydroelectric | HY | 42 | N | Electric Utility | WAT | hydro | TRUE
761 | Conventional Hydroelectric | HY | 42 | N | Electric Utility | WAT | hydro | TRUE
761 | Conventional Hydroelectric | HY | 42 | N | Electric Utility | WAT | hydro | TRUE
762 | Natural Gas Steam Turbine | ST | 34 | N | Electric Utility | NG | natural gas peaker | TRUE
765 | Petroleum Liquids | ST | 77.9 | N | Electric Utility | RFO | petroleum | TRUE
765 | Petroleum Liquids | ST | 78.1 | N | Electric Utility | RFO | petroleum | TRUE
765 | Petroleum Liquids | ST | 82.1 | N | Electric Utility | RFO | petroleum | TRUE
765 | Petroleum Liquids | ST | 87.2 | N | Electric Utility | RFO | petroleum | TRUE
765 | Petroleum Liquids | ST | 128.1 | N | Electric Utility | RFO | petroleum | TRUE
765 | Petroleum Liquids | ST | 128.7 | N | Electric Utility | RFO | petroleum | TRUE
766 | Petroleum Liquids | GT | 51.2 | N | Electric Utility | DFO | petroleum | TRUE
766 | Petroleum Liquids | ST | 47.2 | N | Electric Utility | RFO | petroleum | TRUE
766 | Petroleum Liquids | ST | 47.7 | N | Electric Utility | RFO | petroleum | TRUE
766 | Petroleum Liquids | ST | 51.9 | N | Electric Utility | RFO | petroleum | TRUE
766 | Petroleum Liquids | ST | 51.8 | N | Electric Utility | RFO | petroleum | TRUE
766 | Petroleum Liquids | ST | 77.8 | N | Electric Utility | RFO | petroleum | TRUE
766 | Petroleum Liquids | ST | 77.8 | N | Electric Utility | RFO | petroleum | TRUE
766 | Petroleum Liquids | GT | 51.2 | N | Electric Utility | DFO | petroleum | TRUE
768 | Petroleum Liquids | IC | 2.5 | N | Electric Utility | DFO | petroleum | TRUE
768 | Petroleum Liquids | IC | 2.5 | N | Electric Utility | DFO | petroleum | TRUE
768 | Petroleum Liquids | IC | 2.5 | N | Electric Utility | DFO | petroleum | TRUE
769 | Petroleum Liquids | IC | 2 | N | Electric Utility | DFO | petroleum | TRUE
769 | Petroleum Liquids | IC | 2.5 | N | Electric Utility | DFO | petroleum | TRUE
769 | Petroleum Liquids | IC | 2.5 | N | Electric Utility | DFO | petroleum | TRUE
769 | Petroleum Liquids | IC | 2.5 | N | Electric Utility | DFO | petroleum | TRUE
769 | Petroleum Liquids | GT | 10.5 | N | Electric Utility | DFO | petroleum | TRUE
771 | Conventional Hydroelectric | HY | 0.7 | N | Electric Utility | WAT | hydro | TRUE
771 | Conventional Hydroelectric | HY | 2.4 | N | Electric Utility | WAT | hydro | TRUE
772 | Petroleum Liquids | ST | 14.1 | N | Electric Utility | RFO | petroleum | TRUE
772 | Petroleum Liquids | ST | 21.4 | N | Electric Utility | RFO | petroleum | TRUE
774 | Conventional Hydroelectric | HY | 0.7 | N | Electric Utility | WAT | hydro | TRUE
774 | Conventional Hydroelectric | HY | 0.3 | N | Electric Utility | WAT | hydro | TRUE
776 | Conventional Hydroelectric | HY | 9 | N | Electric Utility | WAT | hydro | TRUE
785 | Conventional Hydroelectric | HY | 38 | N | Electric Utility | WAT | hydro | TRUE
788 | Conventional Hydroelectric | HY | 1.9 | N | Electric Utility | WAT | hydro | TRUE
789 | Petroleum Liquids | IC | 2.5 | N | Electric Utility | DFO | petroleum | TRUE
789 | Petroleum Liquids | IC | 2.4 | N | Electric Utility | DFO | petroleum | TRUE
789 | Petroleum Liquids | IC | 1.1 | N | Electric Utility | DFO | petroleum | TRUE
789 | Petroleum Liquids | IC | 1.1 | N | Electric Utility | DFO | petroleum | TRUE
789 | Petroleum Liquids | IC | 3.6 | N | Electric Utility | DFO | petroleum | TRUE
790 | Conventional Hydroelectric | HY | 23.4 | N | Electric Utility | WAT | hydro | TRUE
791 | Conventional Hydroelectric | HY | 3 | N | Electric Utility | WAT | hydro | TRUE
791 | Conventional Hydroelectric | HY | 3 | N | Electric Utility | WAT | hydro | TRUE
792 | Petroleum Liquids | GT | 2 | N | Electric Utility | DFO | petroleum | TRUE
792 | Petroleum Liquids | IC | 2 | N | Electric Utility | DFO | petroleum | TRUE
792 | Petroleum Liquids | IC | 2 | N | Electric Utility | DFO | petroleum | TRUE
792 | Petroleum Liquids | IC | 2 | N | Electric Utility | DFO | petroleum | TRUE
792 | Petroleum Liquids | IC | 1.2 | N | Electric Utility | DFO | petroleum | TRUE
792 | Petroleum Liquids | IC | 1.2 | N | Electric Utility | DFO | petroleum | TRUE
792 | Petroleum Liquids | IC | 0.9 | N | Electric Utility | DFO | petroleum | TRUE
792 | Petroleum Liquids | IC | 0.9 | N | Electric Utility | DFO | petroleum | TRUE
792 | Petroleum Liquids | IC | 0.9 | N | Electric Utility | DFO | petroleum | TRUE
792 | Petroleum Liquids | IC | 0.9 | N | Electric Utility | DFO | petroleum | TRUE
794 | Conventional Hydroelectric | HY | 2 | N | Electric Utility | WAT | hydro | TRUE
805 | Conventional Hydroelectric | HY | 14 | N | IPP Non-CHP | WAT | hydro | TRUE
805 | Conventional Hydroelectric | HY | 14 | N | IPP Non-CHP | WAT | hydro | TRUE
808 | Conventional Hydroelectric | HY | 4.5 | N | Electric Utility | WAT | hydro | TRUE
808 | Conventional Hydroelectric | HY | 4.5 | N | Electric Utility | WAT | hydro | TRUE
809 | Conventional Hydroelectric | HY | 36.8 | N | Electric Utility | WAT | hydro | TRUE
809 | Conventional Hydroelectric | HY | 36.8 | N | Electric Utility | WAT | hydro | TRUE
809 | Conventional Hydroelectric | HY | 36.8 | N | Electric Utility | WAT | hydro | TRUE
810 | Conventional Hydroelectric | HY | 26.9 | N | Electric Utility | WAT | hydro | TRUE
810 | Conventional Hydroelectric | HY | 25.7 | N | Electric Utility | WAT | hydro | TRUE
810 | Conventional Hydroelectric | HY | 28.8 | N | Electric Utility | WAT | hydro | TRUE
811 | Conventional Hydroelectric | HY | 123.3 | N | Electric Utility | WAT | hydro | TRUE
811 | Conventional Hydroelectric | HY | 131.2 | N | Electric Utility | WAT | hydro | TRUE
811 | Conventional Hydroelectric | HY | 120.2 | N | Electric Utility | WAT | hydro | TRUE
811 | Conventional Hydroelectric | HY | 123.1 | N | Electric Utility | WAT | hydro | TRUE
811 | Conventional Hydroelectric | HY | 246.2 | N | Electric Utility | WAT | hydro | TRUE
812 | Conventional Hydroelectric | HY | 32.3 | N | Electric Utility | WAT | hydro | TRUE
812 | Conventional Hydroelectric | HY | 31.2 | N | Electric Utility | WAT | hydro | TRUE
812 | Conventional Hydroelectric | HY | 30.7 | N | Electric Utility | WAT | hydro | TRUE
813 | Conventional Hydroelectric | HY | 7.2 | N | Electric Utility | WAT | hydro | TRUE
813 | Conventional Hydroelectric | HY | 7.2 | N | Electric Utility | WAT | hydro | TRUE
814 | Conventional Hydroelectric | HY | 2.1 | N | Electric Utility | WAT | hydro | TRUE
815 | Conventional Hydroelectric | HY | 15.3 | N | Electric Utility | WAT | hydro | TRUE
816 | Conventional Hydroelectric | HY | 18.1 | N | Electric Utility | WAT | hydro | TRUE
816 | Conventional Hydroelectric | HY | 18 | N | Electric Utility | WAT | hydro | TRUE
816 | Conventional Hydroelectric | HY | 17.7 | N | Electric Utility | WAT | hydro | TRUE
816 | Conventional Hydroelectric | HY | 18.1 | N | Electric Utility | WAT | hydro | TRUE
817 | Petroleum Liquids | IC | 2.7 | N | Electric Utility | DFO | petroleum | TRUE
817 | Petroleum Liquids | IC | 2.7 | N | Electric Utility | DFO | petroleum | TRUE
818 | Conventional Hydroelectric | HY | 0.7 | N | Electric Utility | WAT | hydro | TRUE
818 | Conventional Hydroelectric | HY | 0.4 | N | Electric Utility | WAT | hydro | TRUE
818 | Conventional Hydroelectric | HY | 12.8 | N | Electric Utility | WAT | hydro | TRUE
819 | Conventional Hydroelectric | HY | 14.9 | N | Electric Utility | WAT | hydro | TRUE
819 | Conventional Hydroelectric | HY | 14.5 | N | Electric Utility | WAT | hydro | TRUE
820 | Conventional Hydroelectric | HY | 0.8 | N | Electric Utility | WAT | hydro | TRUE
820 | Conventional Hydroelectric | HY | 0.8 | N | Electric Utility | WAT | hydro | TRUE
820 | Conventional Hydroelectric | HY | 6.4 | N | Electric Utility | WAT | hydro | TRUE
821 | Conventional Hydroelectric | HY | 10.1 | N | Electric Utility | WAT | hydro | TRUE
821 | Conventional Hydroelectric | HY | 43.1 | N | Electric Utility | WAT | hydro | TRUE
822 | Conventional Hydroelectric | HY | 9.5 | N | Electric Utility | WAT | hydro | TRUE
822 | Conventional Hydroelectric | HY | 8.7 | N | Electric Utility | WAT | hydro | TRUE
823 | Conventional Hydroelectric | HY | 8.1 | N | Electric Utility | WAT | hydro | TRUE
825 | Conventional Hydroelectric | HY | 2.7 | N | Electric Utility | WAT | hydro | TRUE
825 | Conventional Hydroelectric | HY | 2.2 | N | Electric Utility | WAT | hydro | TRUE
825 | Conventional Hydroelectric | HY | 2.2 | N | Electric Utility | WAT | hydro | TRUE
827 | Conventional Hydroelectric | HY | 11 | N | Electric Utility | WAT | hydro | TRUE
827 | Conventional Hydroelectric | HY | 11 | N | Electric Utility | WAT | hydro | TRUE
827 | Conventional Hydroelectric | HY | 11 | N | Electric Utility | WAT | hydro | TRUE
829 | Conventional Hydroelectric | HY | 9.3 | N | Electric Utility | WAT | hydro | TRUE
829 | Conventional Hydroelectric | HY | 9.3 | N | Electric Utility | WAT | hydro | TRUE
829 | Conventional Hydroelectric | HY | 9.3 | N | Electric Utility | WAT | hydro | TRUE
831 | Conventional Hydroelectric | HY | 7.6 | N | Electric Utility | WAT | hydro | TRUE
831 | Conventional Hydroelectric | HY | 7.6 | N | Electric Utility | WAT | hydro | TRUE
833 | Conventional Hydroelectric | HY | 44.3 | N | Electric Utility | WAT | hydro | TRUE
833 | Conventional Hydroelectric | HY | 73.9 | N | Electric Utility | WAT | hydro | TRUE
833 | Conventional Hydroelectric | HY | 73.4 | N | Electric Utility | WAT | hydro | TRUE
833 | Conventional Hydroelectric | HY | 63 | N | Electric Utility | WAT | hydro | TRUE
835 | Conventional Hydroelectric | HY | 2.8 | N | Electric Utility | WAT | hydro | TRUE
835 | Conventional Hydroelectric | HY | 2.8 | N | Electric Utility | WAT | hydro | TRUE
835 | Conventional Hydroelectric | HY | 2.8 | N | Electric Utility | WAT | hydro | TRUE
835 | Conventional Hydroelectric | HY | 2.8 | N | Electric Utility | WAT | hydro | TRUE
835 | Conventional Hydroelectric | HY | 2.8 | N | Electric Utility | WAT | hydro | TRUE
835 | Conventional Hydroelectric | HY | 3.5 | N | Electric Utility | WAT | hydro | TRUE
839 | Conventional Hydroelectric | HY | 0.9 | N | IPP Non-CHP | WAT | hydro | TRUE
840 | Conventional Hydroelectric | HY | 90 | N | Electric Utility | WAT | hydro | TRUE
840 | Conventional Hydroelectric | HY | 90 | N | Electric Utility | WAT | hydro | TRUE
840 | Conventional Hydroelectric | HY | 220 | N | Electric Utility | WAT | hydro | TRUE
841 | Conventional Hydroelectric | HY | 8 | N | Electric Utility | WAT | hydro | TRUE
843 | Conventional Hydroelectric | HY | 3 | N | Electric Utility | WAT | hydro | TRUE
844 | Conventional Hydroelectric | HY | 8 | N | Electric Utility | WAT | hydro | TRUE
846 | Conventional Hydroelectric | HY | 0.5 | N | IPP Non-CHP | WAT | hydro | TRUE
846 | Conventional Hydroelectric | HY | 0.5 | N | IPP Non-CHP | WAT | hydro | TRUE
846 | Conventional Hydroelectric | HY | 0.5 | N | IPP Non-CHP | WAT | hydro | TRUE
850 | Conventional Hydroelectric | HY | 44.1 | N | Electric Utility | WAT | hydro | TRUE
850 | Conventional Hydroelectric | HY | 44.1 | N | Electric Utility | WAT | hydro | TRUE
850 | Conventional Hydroelectric | HY | 44.1 | N | Electric Utility | WAT | hydro | TRUE
850 | Conventional Hydroelectric | HY | 44.1 | N | Electric Utility | WAT | hydro | TRUE
851 | Conventional Hydroelectric | HY | 14 | N | Electric Utility | WAT | hydro | TRUE
851 | Conventional Hydroelectric | HY | 14 | N | Electric Utility | WAT | hydro | TRUE
851 | Conventional Hydroelectric | HY | 14 | N | Electric Utility | WAT | hydro | TRUE
856 | Conventional Steam Coal | ST | 240 | N | IPP Non-CHP | SUB | hard coal | TRUE
856 | Conventional Steam Coal | ST | 315 | N | IPP Non-CHP | SUB | hard coal | TRUE
861 | Conventional Steam Coal | ST | 330 | N | IPP Non-CHP | SUB | hard coal | TRUE
861 | Conventional Steam Coal | ST | 565 | N | IPP Non-CHP | SUB | hard coal | TRUE
862 | Natural Gas Fired Combined Cycle | CT | 161 | N | IPP Non-CHP | NG | natural gas nonpeaker | TRUE
862 | Natural Gas Fired Combined Cycle | CT | 159 | N | IPP Non-CHP | NG | natural gas nonpeaker | TRUE
862 | Natural Gas Fired Combined Cycle | CA | 86 | N | IPP Non-CHP | NG | natural gas nonpeaker | TRUE
862 | Natural Gas Fired Combined Cycle | CA | 105 | N | IPP Non-CHP | NG | natural gas nonpeaker | TRUE
869 | Nuclear | ST | 902 | N | IPP Non-CHP | NUC | nuclear | TRUE
869 | Nuclear | ST | 895 | N | IPP Non-CHP | NUC | nuclear | TRUE
874 | Conventional Steam Coal | ST | 314 | N | IPP Non-CHP | SUB | hard coal | TRUE
876 | Conventional Steam Coal | ST | 579 | N | IPP Non-CHP | SUB | hard coal | TRUE
876 | Conventional Steam Coal | ST | 579 | N | IPP Non-CHP | SUB | hard coal | TRUE
879 | Conventional Steam Coal | ST | 769 | N | IPP Non-CHP | SUB | hard coal | TRUE
879 | Conventional Steam Coal | ST | 769 | N | IPP Non-CHP | SUB | hard coal | TRUE
880 | Nuclear | ST | 908 | N | IPP Non-CHP | NUC | nuclear | TRUE
880 | Nuclear | ST | 911 | N | IPP Non-CHP | NUC | nuclear | TRUE
883 | Petroleum Liquids | GT | 24.6 | N | IPP Non-CHP | DFO | petroleum | TRUE
883 | Petroleum Liquids | GT | 28.5 | N | IPP Non-CHP | DFO | petroleum | TRUE
883 | Petroleum Liquids | GT | 28 | N | IPP Non-CHP | DFO | petroleum | TRUE
883 | Petroleum Liquids | GT | 26.7 | N | IPP Non-CHP | DFO | petroleum | TRUE
883 | Conventional Steam Coal | ST | 328 | N | IPP Non-CHP | SUB | hard coal | TRUE
883 | Conventional Steam Coal | ST | 361 | N | IPP Non-CHP | SUB | hard coal | TRUE
884 | Conventional Steam Coal | ST | 510 | N | IPP Non-CHP | SUB | hard coal | TRUE
886 | Petroleum Liquids | GT | 25.4 | N | IPP Non-CHP | DFO | petroleum | TRUE
886 | Petroleum Liquids | GT | 23.7 | N | IPP Non-CHP | DFO | petroleum | TRUE
886 | Petroleum Liquids | GT | 25.4 | N | IPP Non-CHP | DFO | petroleum | TRUE
886 | Petroleum Liquids | GT | 25.4 | N | IPP Non-CHP | DFO | petroleum | TRUE
886 | Petroleum Liquids | GT | 23.7 | N | IPP Non-CHP | DFO | petroleum | TRUE
886 | Petroleum Liquids | GT | 25.4 | N | IPP Non-CHP | DFO | petroleum | TRUE
886 | Petroleum Liquids | GT | 25.4 | N | IPP Non-CHP | DFO | petroleum | TRUE
886 | Petroleum Liquids | GT | 22.8 | N | IPP Non-CHP | DFO | petroleum | TRUE
887 | Conventional Steam Coal | ST | 159 | N | IPP Non-CHP | SUB | hard coal | TRUE
887 | Conventional Steam Coal | ST | 159 | N | IPP Non-CHP | SUB | hard coal | TRUE
887 | Conventional Steam Coal | ST | 157 | N | IPP Non-CHP | SUB | hard coal | TRUE
887 | Conventional Steam Coal | ST | 160 | N | IPP Non-CHP | SUB | hard coal | TRUE
887 | Conventional Steam Coal | ST | 156 | N | IPP Non-CHP | SUB | hard coal | TRUE
887 | Conventional Steam Coal | ST | 157 | N | IPP Non-CHP | SUB | hard coal | TRUE
889 | Conventional Steam Coal | ST | 576 | N | IPP Non-CHP | SUB | hard coal | TRUE
889 | Conventional Steam Coal | ST | 581 | N | IPP Non-CHP | SUB | hard coal | TRUE
889 | Conventional Steam Coal | ST | 621 | N | IPP Non-CHP | SUB | hard coal | TRUE
891 | Conventional Steam Coal | ST | 431 | N | IPP Non-CHP | SUB | hard coal | TRUE
892 | Conventional Steam Coal | ST | 66 | N | IPP Non-CHP | SUB | hard coal | TRUE
892 | Conventional Steam Coal | ST | 218 | N | IPP Non-CHP | SUB | hard coal | TRUE
898 | Conventional Steam Coal | ST | 89.5 | N | IPP Non-CHP | SUB | hard coal | TRUE
898 | Conventional Steam Coal | ST | 375.5 | N | IPP Non-CHP | SUB | hard coal | TRUE
899 | Natural Gas Fired Combustion Turbine | GT | 16 | N | Electric Utility | NG | natural gas peaker | TRUE
899 | Natural Gas Fired Combustion Turbine | GT | 17.1 | N | Electric Utility | NG | natural gas peaker | TRUE
899 | Natural Gas Fired Combustion Turbine | GT | 16.9 | N | Electric Utility | NG | natural gas peaker | TRUE
899 | Natural Gas Fired Combustion Turbine | GT | 16.7 | N | Electric Utility | NG | natural gas peaker | TRUE
899 | Conventional Hydroelectric | HY | 0.8 | N | Electric Utility | WAT | hydro | TRUE
899 | Conventional Hydroelectric | HY | 0.8 | N | Electric Utility | WAT | hydro | TRUE
899 | Conventional Hydroelectric | HY | 0.8 | N | Electric Utility | WAT | hydro | TRUE
899 | Conventional Hydroelectric | HY | 0.8 | N | Electric Utility | WAT | hydro | TRUE
902 | Geothermal | ST | 10 | N | IPP Non-CHP | GEO | geothermal | TRUE
903 | Conventional Hydroelectric | HY | 0.6 | N | IPP Non-CHP | WAT | hydro | TRUE
903 | Conventional Hydroelectric | HY | 0.5 | N | IPP Non-CHP | WAT | hydro | TRUE
905 | Conventional Hydroelectric | HY | 17 | N | Electric Utility | WAT | hydro | TRUE
913 | Natural Gas Fired Combustion Turbine | GT | 48 | N | Electric Utility | NG | natural gas peaker | TRUE
913 | Natural Gas Fired Combustion Turbine | GT | 168 | N | Electric Utility | NG | natural gas peaker | TRUE
913 | Natural Gas Fired Combustion Turbine | GT | 168 | N | Electric Utility | NG | natural gas peaker | TRUE
913 | Natural Gas Fired Combustion Turbine | GT | 104 | N | Electric Utility | NG | natural gas peaker | TRUE
917 | Conventional Hydroelectric | HY | 9.4 | N | Electric Utility | WAT | hydro | TRUE
925 | Conventional Hydroelectric | HY | 0.6 | N | Electric Utility | WAT | hydro | TRUE
925 | Conventional Hydroelectric | HY | 2 | N | Electric Utility | WAT | hydro | TRUE
934 | Petroleum Liquids | IC | 3 | N | Electric Utility | DFO | petroleum | TRUE
934 | Petroleum Liquids | IC | 2.5 | N | Electric Utility | DFO | petroleum | TRUE
934 | Petroleum Liquids | IC | 2.5 | N | Electric Utility | DFO | petroleum | TRUE
934 | Petroleum Liquids | IC | 2.5 | N | Electric Utility | DFO | petroleum | TRUE
934 | Petroleum Liquids | IC | 2.5 | N | Electric Utility | DFO | petroleum | TRUE
934 | Petroleum Liquids | IC | 1 | N | Electric Utility | DFO | petroleum | TRUE
934 | Petroleum Liquids | IC | 3 | N | Electric Utility | DFO | petroleum | TRUE
935 | Petroleum Liquids | IC | 0.2 | N | Electric Utility | DFO | petroleum | TRUE
935 | Petroleum Liquids | IC | 0.2 | N | Electric Utility | DFO | petroleum | TRUE
935 | Petroleum Liquids | IC | 2.2 | N | Electric Utility | DFO | petroleum | TRUE
935 | Petroleum Liquids | IC | 2.2 | N | Electric Utility | DFO | petroleum | TRUE
935 | Petroleum Liquids | IC | 1 | N | Electric Utility | DFO | petroleum | TRUE
935 | Petroleum Liquids | IC | 2.5 | N | Electric Utility | DFO | petroleum | TRUE
935 | Petroleum Liquids | IC | 2.5 | N | Electric Utility | DFO | petroleum | TRUE
936 | Petroleum Liquids | IC | 3 | N | Electric Utility | DFO | petroleum | TRUE
936 | Petroleum Liquids | IC | 2.5 | N | Electric Utility | DFO | petroleum | TRUE
936 | Petroleum Liquids | IC | 2 | N | Electric Utility | DFO | petroleum | TRUE
936 | Petroleum Liquids | IC | 2.5 | N | Electric Utility | DFO | petroleum | TRUE
936 | Petroleum Liquids | IC | 2.5 | N | Electric Utility | DFO | petroleum | TRUE
937 | Petroleum Liquids | IC | 1.6 | N | Electric Utility | DFO | petroleum | TRUE
937 | Petroleum Liquids | IC | 2.7 | N | Electric Utility | DFO | petroleum | TRUE
937 | Petroleum Liquids | IC | 1.8 | N | Electric Utility | DFO | petroleum | TRUE
937 | Petroleum Liquids | IC | 4.3 | N | Electric Utility | DFO | petroleum | TRUE
937 | Petroleum Liquids | IC | 1.1 | N | Electric Utility | DFO | petroleum | TRUE
937 | Petroleum Liquids | IC | 0.9 | N | Electric Utility | DFO | petroleum | TRUE
937 | Petroleum Liquids | IC | 1.2 | N | Electric Utility | DFO | petroleum | TRUE
937 | Petroleum Liquids | IC | 1.5 | N | Electric Utility | DFO | petroleum | TRUE
940 | Petroleum Liquids | IC | 2.4 | N | Electric Utility | DFO | petroleum | TRUE
940 | Petroleum Liquids | IC | 2.4 | N | Electric Utility | DFO | petroleum | TRUE
940 | Petroleum Liquids | IC | 2.7 | N | Electric Utility | DFO | petroleum | TRUE
941 | Natural Gas Internal Combustion Engine | IC | 1.3 | N | Electric Utility | NG | natural gas peaker | TRUE
941 | Petroleum Liquids | IC | 0.9 | N | Electric Utility | DFO | petroleum | TRUE
941 | Petroleum Liquids | IC | 0.7 | N | Electric Utility | DFO | petroleum | TRUE
941 | Natural Gas Internal Combustion Engine | IC | 2.8 | N | Electric Utility | NG | natural gas peaker | TRUE
941 | Petroleum Liquids | IC | 2 | N | Electric Utility | DFO | petroleum | TRUE
941 | Petroleum Liquids | IC | 2 | N | Electric Utility | DFO | petroleum | TRUE
943 | Petroleum Liquids | IC | 0.4 | N | Electric Utility | DFO | petroleum | TRUE
943 | Petroleum Liquids | IC | 1.8 | N | Electric Utility | DFO | petroleum | TRUE
943 | Petroleum Liquids | IC | 1.8 | N | Electric Utility | DFO | petroleum | TRUE
943 | Petroleum Liquids | IC | 1.8 | N | Electric Utility | DFO | petroleum | TRUE
943 | Petroleum Liquids | IC | 0.4 | N | Electric Utility | DFO | petroleum | TRUE
943 | Petroleum Liquids | IC | 0.6 | N | Electric Utility | DFO | petroleum | TRUE
943 | Petroleum Liquids | IC | 1 | N | Electric Utility | DFO | petroleum | TRUE
943 | Petroleum Liquids | IC | 1.8 | N | Electric Utility | DFO | petroleum | TRUE
943 | Petroleum Liquids | IC | 2.6 | N | Electric Utility | DFO | petroleum | TRUE
943 | Petroleum Liquids | IC | 1.8 | N | Electric Utility | DFO | petroleum | TRUE
943 | Petroleum Liquids | IC | 1.8 | N | Electric Utility | DFO | petroleum | TRUE
944 | Natural Gas Internal Combustion Engine | IC | 4.4 | N | Electric Utility | NG | natural gas peaker | TRUE
944 | Onshore Wind Turbine | WT | 1.5 | N | Electric Utility | WND | onshore wind | TRUE
944 | Onshore Wind Turbine | WT | 1.5 | N | Electric Utility | WND | onshore wind | TRUE
944 | Solar Photovoltaic | PV | 0.9 | N | Electric Utility | SUN | solar PV | TRUE
944 | Natural Gas Internal Combustion Engine | IC | 2.8 | N | Electric Utility | NG | natural gas peaker | TRUE
944 | Natural Gas Internal Combustion Engine | IC | 2.8 | N | Electric Utility | NG | natural gas peaker | TRUE
944 | Natural Gas Internal Combustion Engine | IC | 1.3 | N | Electric Utility | NG | natural gas peaker | TRUE
944 | Natural Gas Internal Combustion Engine | IC | 3.4 | N | Electric Utility | NG | natural gas peaker | TRUE
944 | Natural Gas Internal Combustion Engine | IC | 2.4 | N | Electric Utility | NG | natural gas peaker | TRUE
944 | Natural Gas Internal Combustion Engine | IC | 2.4 | N | Electric Utility | NG | natural gas peaker | TRUE
944 | Petroleum Liquids | IC | 3.8 | N | Electric Utility | DFO | petroleum | TRUE
946 | Petroleum Liquids | IC | 1.6 | N | Electric Utility | DFO | petroleum | TRUE
946 | Petroleum Liquids | IC | 1.6 | N | Electric Utility | DFO | petroleum | TRUE
946 | Petroleum Liquids | IC | 1.6 | N | Electric Utility | DFO | petroleum | TRUE
946 | Petroleum Liquids | IC | 2 | N | Electric Utility | DFO | petroleum | TRUE
946 | Petroleum Liquids | IC | 2 | N | Electric Utility | DFO | petroleum | TRUE
946 | Petroleum Liquids | IC | 4 | N | Electric Utility | DFO | petroleum | TRUE
946 | Petroleum Liquids | IC | 4 | N | Electric Utility | DFO | petroleum | TRUE
948 | Petroleum Liquids | IC | 0.4 | N | Electric Utility | DFO | petroleum | TRUE
948 | Petroleum Liquids | IC | 1.8 | N | Electric Utility | DFO | petroleum | TRUE
948 | Petroleum Liquids | IC | 2.2 | N | Electric Utility | DFO | petroleum | TRUE
948 | Petroleum Liquids | IC | 1 | N | Electric Utility | DFO | petroleum | TRUE
948 | Petroleum Liquids | IC | 1 | N | Electric Utility | DFO | petroleum | TRUE
948 | Petroleum Liquids | IC | 2 | N | Electric Utility | DFO | petroleum | TRUE
949 | Petroleum Liquids | IC | 1.8 | N | Electric Utility | DFO | petroleum | TRUE
949 | Petroleum Liquids | IC | 1.8 | N | Electric Utility | DFO | petroleum | TRUE
949 | Petroleum Liquids | IC | 1.8 | N | Electric Utility | DFO | petroleum | TRUE
949 | Petroleum Liquids | IC | 1.8 | N | Electric Utility | DFO | petroleum | TRUE
949 | Petroleum Liquids | IC | 2.5 | N | Electric Utility | DFO | petroleum | TRUE
949 | Petroleum Liquids | IC | 1.8 | N | Electric Utility | DFO | petroleum | TRUE
949 | Petroleum Liquids | IC | 1.8 | N | Electric Utility | DFO | petroleum | TRUE
949 | Petroleum Liquids | IC | 1.8 | N | Electric Utility | DFO | petroleum | TRUE
949 | Petroleum Liquids | IC | 1.8 | N | Electric Utility | DFO | petroleum | TRUE
955 | Petroleum Liquids | IC | 2.7 | N | Electric Utility | DFO | petroleum | TRUE
955 | Petroleum Liquids | IC | 2.7 | N | Electric Utility | DFO | petroleum | TRUE
955 | Petroleum Liquids | IC | 2.7 | N | Electric Utility | DFO | petroleum | TRUE
955 | Petroleum Liquids | IC | 2.7 | N | Electric Utility | DFO | petroleum | TRUE
955 | Petroleum Liquids | IC | 2.7 | N | Electric Utility | DFO | petroleum | TRUE
955 | Petroleum Liquids | IC | 2.7 | N | Electric Utility | DFO | petroleum | TRUE
955 | Petroleum Liquids | IC | 2.7 | N | Electric Utility | DFO | petroleum | TRUE
955 | Petroleum Liquids | GT | 8.6 | N | Electric Utility | JF | petroleum | TRUE
955 | Conventional Hydroelectric | HY | 1.7 | N | Electric Utility | WAT | hydro | TRUE
955 | Conventional Hydroelectric | HY | 1.7 | N | Electric Utility | WAT | hydro | TRUE
955 | Conventional Hydroelectric | HY | 1.7 | N | Electric Utility | WAT | hydro | TRUE
955 | Conventional Hydroelectric | HY | 1.7 | N | Electric Utility | WAT | hydro | TRUE
956 | Conventional Hydroelectric | HY | 4 | N | Electric Utility | WAT | hydro | TRUE
956 | Conventional Hydroelectric | HY | 4 | N | Electric Utility | WAT | hydro | TRUE
956 | Conventional Hydroelectric | HY | 3 | N | Electric Utility | WAT | hydro | TRUE
957 | Natural Gas Internal Combustion Engine | IC | 2.3 | N | Electric Utility | NG | natural gas peaker | TRUE
957 | Natural Gas Internal Combustion Engine | IC | 3 | N | Electric Utility | NG | natural gas peaker | TRUE
957 | Natural Gas Internal Combustion Engine | IC | 3.4 | N | Electric Utility | NG | natural gas peaker | TRUE
957 | Natural Gas Internal Combustion Engine | IC | 3.4 | N | Electric Utility | NG | natural gas peaker | TRUE
957 | Natural Gas Internal Combustion Engine | IC | 4.4 | N | Electric Utility | NG | natural gas peaker | TRUE
957 | Natural Gas Internal Combustion Engine | IC | 5.5 | N | Electric Utility | NG | natural gas peaker | TRUE
957 | Natural Gas Internal Combustion Engine | IC | 7 | N | Electric Utility | NG | natural gas peaker | TRUE
957 | Natural Gas Internal Combustion Engine | IC | 8.7 | N | Electric Utility | NG | natural gas peaker | TRUE
958 | Petroleum Liquids | IC | 1.8 | N | Electric Utility | DFO | petroleum | TRUE
958 | Petroleum Liquids | IC | 1.8 | N | Electric Utility | DFO | petroleum | TRUE
958 | Petroleum Liquids | IC | 1.8 | N | Electric Utility | DFO | petroleum | TRUE
958 | Petroleum Liquids | IC | 1.8 | N | Electric Utility | DFO | petroleum | TRUE
958 | Petroleum Liquids | IC | 1.8 | N | Electric Utility | DFO | petroleum | TRUE
958 | Petroleum Liquids | IC | 1.8 | N | Electric Utility | DFO | petroleum | TRUE
958 | Petroleum Liquids | IC | 1.8 | N | Electric Utility | DFO | petroleum | TRUE
958 | Petroleum Liquids | IC | 0.7 | N | Electric Utility | DFO | petroleum | TRUE
958 | Petroleum Liquids | IC | 4.7 | N | Electric Utility | DFO | petroleum | TRUE
958 | Petroleum Liquids | IC | 3 | N | Electric Utility | DFO | petroleum | TRUE
958 | Petroleum Liquids | IC | 1.8 | N | Electric Utility | DFO | petroleum | TRUE
959 | Petroleum Liquids | IC | 2.2 | N | Electric Utility | DFO | petroleum | TRUE
959 | Petroleum Liquids | IC | 0.9 | N | Electric Utility | DFO | petroleum | TRUE
959 | Petroleum Liquids | IC | 2.2 | N | Electric Utility | DFO | petroleum | TRUE
959 | Petroleum Liquids | IC | 3 | N | Electric Utility | DFO | petroleum | TRUE
959 | Petroleum Liquids | IC | 3 | N | Electric Utility | DFO | petroleum | TRUE
959 | Petroleum Liquids | IC | 3 | N | Electric Utility | DFO | petroleum | TRUE
960 | Petroleum Liquids | IC | 0.6 | N | Electric Utility | DFO | petroleum | TRUE
960 | Natural Gas Internal Combustion Engine | IC | 2 | N | Electric Utility | NG | natural gas peaker | TRUE
960 | Natural Gas Internal Combustion Engine | IC | 2 | N | Electric Utility | NG | natural gas peaker | TRUE
960 | Petroleum Liquids | IC | 0.7 | N | Electric Utility | DFO | petroleum | TRUE
960 | Natural Gas Internal Combustion Engine | IC | 2 | N | Electric Utility | NG | natural gas peaker | TRUE
960 | Natural Gas Internal Combustion Engine | IC | 3.5 | N | Electric Utility | NG | natural gas peaker | TRUE
960 | Petroleum Liquids | IC | 0.5 | N | Electric Utility | DFO | petroleum | TRUE
960 | Natural Gas Internal Combustion Engine | IC | 3 | N | Electric Utility | NG | natural gas peaker | TRUE
960 | Solar Photovoltaic | PV | 0.3 | N | Electric Utility | SUN | solar PV | TRUE
961 | Natural Gas Internal Combustion Engine | IC | 1.6 | N | Electric Utility | NG | natural gas peaker | TRUE
961 | Petroleum Liquids | IC | 1.8 | N | Electric Utility | DFO | petroleum | TRUE
961 | Petroleum Liquids | IC | 1.8 | N | Electric Utility | DFO | petroleum | TRUE
961 | Petroleum Liquids | IC | 1.8 | N | Electric Utility | DFO | petroleum | TRUE
961 | Natural Gas Internal Combustion Engine | IC | 2 | N | Electric Utility | NG | natural gas peaker | TRUE
963 | Conventional Steam Coal | ST | 73 | N | Electric Utility | BIT | hard coal | TRUE
963 | Conventional Steam Coal | ST | 65 | N | Electric Utility | BIT | hard coal | TRUE
963 | Conventional Steam Coal | ST | 188 | N | Electric Utility | BIT | hard coal | TRUE
963 | Conventional Steam Coal | ST | 208 | N | Electric Utility | BIT | hard coal | TRUE
964 | Petroleum Liquids | IC | 1.7 | N | Electric Utility | DFO | petroleum | TRUE
964 | Petroleum Liquids | IC | 1.7 | N | Electric Utility | DFO | petroleum | TRUE
964 | Petroleum Liquids | IC | 1.7 | N | Electric Utility | DFO | petroleum | TRUE
965 | Petroleum Liquids | GT | 14 | N | Electric Utility | DFO | petroleum | TRUE
969 | Petroleum Liquids | IC | 4.3 | N | Electric Utility | DFO | petroleum | TRUE
969 | Petroleum Liquids | IC | 2.2 | N | Electric Utility | DFO | petroleum | TRUE
969 | Petroleum Liquids | IC | 2 | N | Electric Utility | DFO | petroleum | TRUE
969 | Petroleum Liquids | IC | 1 | N | Electric Utility | DFO | petroleum | TRUE
969 | Petroleum Liquids | IC | 2.3 | N | Electric Utility | DFO | petroleum | TRUE
969 | Petroleum Liquids | IC | 2.3 | N | Electric Utility | DFO | petroleum | TRUE
969 | Petroleum Liquids | IC | 2.3 | N | Electric Utility | DFO | petroleum | TRUE
969 | Petroleum Liquids | IC | 2 | N | Electric Utility | DFO | petroleum | TRUE
969 | Petroleum Liquids | IC | 1.3 | N | Electric Utility | DFO | petroleum | TRUE
969 | Petroleum Liquids | IC | 0.9 | N | Electric Utility | DFO | petroleum | TRUE
969 | Petroleum Liquids | IC | 1.1 | N | Electric Utility | DFO | petroleum | TRUE
969 | Petroleum Liquids | IC | 0.6 | N | Electric Utility | DFO | petroleum | TRUE
969 | Petroleum Liquids | IC | 2.2 | N | Electric Utility | DFO | petroleum | TRUE
971 | Petroleum Liquids | IC | 2.7 | N | Electric Utility | DFO | petroleum | TRUE
971 | Petroleum Liquids | IC | 1.8 | N | Electric Utility | DFO | petroleum | TRUE
971 | Petroleum Liquids | IC | 1.8 | N | Electric Utility | DFO | petroleum | TRUE
971 | Natural Gas Fired Combustion Turbine | GT | 6.6 | N | Electric Utility | NG | natural gas peaker | TRUE
971 | Natural Gas Fired Combustion Turbine | GT | 6.6 | N | Electric Utility | NG | natural gas peaker | TRUE
971 | Petroleum Liquids | IC | 0.2 | N | Electric Utility | DFO | petroleum | TRUE
971 | Petroleum Liquids | IC | 0.2 | N | Electric Utility | DFO | petroleum | TRUE
971 | Petroleum Liquids | IC | 1.8 | N | Electric Utility | DFO | petroleum | TRUE
971 | Petroleum Liquids | IC | 0.4 | N | Electric Utility | DFO | petroleum | TRUE
971 | Petroleum Liquids | IC | 0.5 | N | Electric Utility | DFO | petroleum | TRUE
971 | Petroleum Liquids | IC | 1.5 | N | Electric Utility | DFO | petroleum | TRUE
971 | Petroleum Liquids | IC | 2.4 | N | Electric Utility | DFO | petroleum | TRUE
971 | Petroleum Liquids | IC | 1.8 | N | Electric Utility | DFO | petroleum | TRUE
972 | Natural Gas Steam Turbine | ST | 9.4 | N | Electric Utility | NG | natural gas peaker | TRUE
972 | Natural Gas Steam Turbine | ST | 6.3 | N | Electric Utility | NG | natural gas peaker | TRUE
972 | Natural Gas Steam Turbine | ST | 12.5 | N | Electric Utility | NG | natural gas peaker | TRUE
972 | Petroleum Liquids | IC | 2.6 | N | Electric Utility | DFO | petroleum | TRUE
972 | Petroleum Liquids | IC | 2.6 | N | Electric Utility | DFO | petroleum | TRUE
976 | Conventional Steam Coal | ST | 40 | N | Electric Utility | BIT | hard coal | TRUE
976 | Conventional Steam Coal | ST | 40 | N | Electric Utility | BIT | hard coal | TRUE
976 | Conventional Steam Coal | ST | 40 | N | Electric Utility | BIT | hard coal | TRUE
976 | Conventional Steam Coal | ST | 170 | N | Electric Utility | BIT | hard coal | TRUE
976 | Natural Gas Fired Combustion Turbine | GT | 70 | N | Electric Utility | NG | natural gas peaker | TRUE
976 | Natural Gas Fired Combustion Turbine | GT | 70 | N | Electric Utility | NG | natural gas peaker | TRUE
983 | Conventional Steam Coal | ST | 195.5 | N | Electric Utility | BIT | hard coal | TRUE
983 | Conventional Steam Coal | ST | 195.5 | N | Electric Utility | BIT | hard coal | TRUE
983 | Conventional Steam Coal | ST | 195.5 | N | Electric Utility | BIT | hard coal | TRUE
983 | Conventional Steam Coal | ST | 195.5 | N | Electric Utility | BIT | hard coal | TRUE
983 | Conventional Steam Coal | ST | 195.5 | N | Electric Utility | BIT | hard coal | TRUE
983 | Conventional Steam Coal | ST | 195.5 | N | Electric Utility | BIT | hard coal | TRUE
986 | Conventional Hydroelectric | HY | 0.6 | N | Electric Utility | WAT | hydro | TRUE
986 | Conventional Hydroelectric | HY | 0.4 | N | Electric Utility | WAT | hydro | TRUE
986 | Conventional Hydroelectric | HY | 0.4 | N | Electric Utility | WAT | hydro | TRUE
987 | Conventional Hydroelectric | HY | 0.2 | N | Electric Utility | WAT | hydro | TRUE
987 | Conventional Hydroelectric | HY | 0.4 | N | Electric Utility | WAT | hydro | TRUE
987 | Conventional Hydroelectric | HY | 0.8 | N | Electric Utility | WAT | hydro | TRUE
989 | Conventional Hydroelectric | HY | 0.5 | N | Electric Utility | WAT | hydro | TRUE
989 | Conventional Hydroelectric | HY | 0.5 | N | Electric Utility | WAT | hydro | TRUE
989 | Conventional Hydroelectric | HY | 0.5 | N | Electric Utility | WAT | hydro | TRUE
989 | Conventional Hydroelectric | HY | 0.5 | N | Electric Utility | WAT | hydro | TRUE
989 | Conventional Hydroelectric | HY | 0.5 | N | Electric Utility | WAT | hydro | TRUE
989 | Conventional Hydroelectric | HY | 0.5 | N | Electric Utility | WAT | hydro | TRUE
989 | Conventional Hydroelectric | HY | 0.5 | N | Electric Utility | WAT | hydro | TRUE
989 | Conventional Hydroelectric | HY | 0.5 | N | Electric Utility | WAT | hydro | TRUE
990 | Conventional Steam Coal | ST | 108 | N | Electric Utility | BIT | hard coal | TRUE
990 | Conventional Steam Coal | ST | 102 | N | Electric Utility | BIT | hard coal | TRUE
990 | Conventional Steam Coal | ST | 418 | N | Electric Utility | BIT | hard coal | TRUE
990 | Petroleum Liquids | GT | 19.1 | N | Electric Utility | DFO | petroleum | TRUE
990 | Petroleum Liquids | GT | 17.9 | N | Electric Utility | DFO | petroleum | TRUE
990 | Natural Gas Fired Combustion Turbine | GT | 67 | N | Electric Utility | NG | natural gas peaker | TRUE
990 | Natural Gas Fired Combustion Turbine | GT | 67 | N | Electric Utility | NG | natural gas peaker | TRUE
990 | Natural Gas Fired Combustion Turbine | GT | 154 | N | Electric Utility | NG | natural gas peaker | TRUE
990 | Petroleum Liquids | IC | 3 | N | Electric Utility | DFO | petroleum | TRUE
991 | Conventional Steam Coal | ST | 40 | N | Electric Utility | BIT | hard coal | TRUE
991 | Conventional Steam Coal | ST | 56 | N | Electric Utility | BIT | hard coal | TRUE
991 | Conventional Steam Coal | ST | 62 | N | Electric Utility | BIT | hard coal | TRUE
991 | Conventional Steam Coal | ST | 99 | N | Electric Utility | BIT | hard coal | TRUE
991 | Petroleum Liquids | IC | 3 | N | Electric Utility | DFO | petroleum | TRUE
992 | Natural Gas Steam Turbine | ST | 10 | N | IPP CHP | NG | natural gas peaker | FALSE
992 | Natural Gas Steam Turbine | ST | 3 | N | IPP CHP | NG | natural gas peaker | FALSE
992 | Natural Gas Steam Turbine | ST | 1.7 | Y | IPP CHP | NG | natural gas peaker | FALSE
992 | Natural Gas Steam Turbine | ST | 1.7 | Y | IPP CHP | NG | natural gas peaker | FALSE
994 | Conventional Steam Coal | ST | 529.6 | N | Electric Utility | BIT | hard coal | TRUE
994 | Petroleum Liquids | IC | 3 | N | Electric Utility | DFO | petroleum | TRUE
994 | Petroleum Liquids | IC | 3 | N | Electric Utility | DFO | petroleum | TRUE
994 | Petroleum Liquids | IC | 3 | N | Electric Utility | DFO | petroleum | TRUE
994 | Conventional Steam Coal | ST | 222.5 | N | Electric Utility | BIT | hard coal | TRUE
994 | Conventional Steam Coal | ST | 421.8 | N | Electric Utility | BIT | hard coal | TRUE
994 | Conventional Steam Coal | ST | 527.6 | N | Electric Utility | BIT | hard coal | TRUE
995 | Natural Gas Fired Combustion Turbine | GT | 31 | N | Electric Utility | NG | natural gas peaker | TRUE
995 | Conventional Steam Coal | ST | 160 | N | Electric Utility | BIT | hard coal | TRUE
995 | Conventional Steam Coal | ST | 320 | N | Electric Utility | BIT | hard coal | TRUE
997 | Conventional Steam Coal | ST | 469 | N | Electric Utility | SUB | hard coal | TRUE
998 | Conventional Hydroelectric | HY | 1.1 | N | Electric Utility | WAT | hydro | TRUE
998 | Conventional Hydroelectric | HY | 1.1 | N | Electric Utility | WAT | hydro | TRUE
998 | Conventional Hydroelectric | HY | 1.1 | N | Electric Utility | WAT | hydro | TRUE
998 | Conventional Hydroelectric | HY | 0.7 | N | Electric Utility | WAT | hydro | TRUE
999 | Conventional Hydroelectric | HY | 2.9 | N | Electric Utility | WAT | hydro | TRUE
999 | Conventional Hydroelectric | HY | 2.2 | N | Electric Utility | WAT | hydro | TRUE
999 | Conventional Hydroelectric | HY | 0.9 | N | Electric Utility | WAT | hydro | TRUE
1001 | Conventional Steam Coal | ST | 500 | N | Electric Utility | BIT | hard coal | TRUE
1001 | Conventional Steam Coal | ST | 495 | N | Electric Utility | BIT | hard coal | TRUE
1001 | Petroleum Liquids | IC | 3 | N | Electric Utility | DFO | petroleum | TRUE
1001 | Petroleum Liquids | IC | 3 | N | Electric Utility | DFO | petroleum | TRUE
1001 | Petroleum Liquids | IC | 2 | N | Electric Utility | DFO | petroleum | TRUE
1001 | Petroleum Liquids | IC | 2 | N | Electric Utility | DFO | petroleum | TRUE
1001 | Natural Gas Fired Combustion Turbine | GT | 99 | N | Electric Utility | NG | natural gas peaker | TRUE
1002 | Petroleum Liquids | GT | 43 | N | Electric Utility | DFO | petroleum | TRUE
1002 | Petroleum Liquids | GT | 43 | N | Electric Utility | DFO | petroleum | TRUE
1004 | Coal Integrated Gasification Combined Cycle | CT |  | N | Electric Utility | SGC | hard coal | TRUE
1004 | Coal Integrated Gasification Combined Cycle | CT |  | N | Electric Utility | SGC | hard coal | TRUE
1004 | Coal Integrated Gasification Combined Cycle | CA | 595 | N | Electric Utility | SGC | hard coal | TRUE
1005 | Conventional Hydroelectric | HY | 15 | N | Electric Utility | WAT | hydro | TRUE
1005 | Conventional Hydroelectric | HY | 15 | N | Electric Utility | WAT | hydro | TRUE
1005 | Conventional Hydroelectric | HY | 15 | N | Electric Utility | WAT | hydro | TRUE
1006 | Petroleum Liquids | GT | 16 | N | Electric Utility | DFO | petroleum | TRUE
1006 | Petroleum Liquids | GT | 16 | N | Electric Utility | DFO | petroleum | TRUE
1006 | Petroleum Liquids | GT | 16 | N | Electric Utility | DFO | petroleum | TRUE
1006 | Petroleum Liquids | GT | 16 | N | Electric Utility | DFO | petroleum | TRUE
1006 | Petroleum Liquids | GT | 16 | N | Electric Utility | DFO | petroleum | TRUE
1007 | Natural Gas Fired Combined Cycle | CA | 46 | N | Electric Utility | NG | natural gas nonpeaker | TRUE
1007 | Natural Gas Fired Combined Cycle | CA | 46 | N | Electric Utility | NG | natural gas nonpeaker | TRUE
1007 | Natural Gas Fired Combined Cycle | CT | 64.4 | N | Electric Utility | NG | natural gas nonpeaker | TRUE
1007 | Natural Gas Fired Combined Cycle | CT | 64.4 | N | Electric Utility | NG | natural gas nonpeaker | TRUE
1007 | Natural Gas Fired Combined Cycle | CT | 64.4 | N | Electric Utility | NG | natural gas nonpeaker | TRUE
1008 | Conventional Steam Coal | ST | 140 | N | Electric Utility | BIT | hard coal | TRUE
1008 | Conventional Steam Coal | ST | 140 | N | Electric Utility | BIT | hard coal | TRUE
1010 | Conventional Steam Coal | ST | 85 | N | Electric Utility | BIT | hard coal | TRUE
1010 | Conventional Steam Coal | ST | 85 | N | Electric Utility | BIT | hard coal | TRUE
1010 | Conventional Steam Coal | ST | 85 | N | Electric Utility | BIT | hard coal | TRUE
1010 | Conventional Steam Coal | ST | 95 | N | Electric Utility | BIT | hard coal | TRUE
1010 | Conventional Steam Coal | ST | 318 | N | Electric Utility | BIT | hard coal | TRUE
1010 | Petroleum Liquids | IC | 3 | N | Electric Utility | DFO | petroleum | TRUE
1010 | Petroleum Liquids | IC | 3 | N | Electric Utility | DFO | petroleum | TRUE
1010 | Petroleum Liquids | IC | 2 | N | Electric Utility | DFO | petroleum | TRUE
1011 | Natural Gas Fired Combustion Turbine | GT | 50 | N | Electric Utility | NG | natural gas peaker | TRUE
1011 | Natural Gas Fired Combustion Turbine | GT | 65 | N | Electric Utility | NG | natural gas peaker | TRUE
1012 | Conventional Steam Coal | ST | 90 | N | Electric Utility | BIT | hard coal | TRUE
1012 | Conventional Steam Coal | ST | 270 | N | Electric Utility | BIT | hard coal | TRUE
1013 | Natural Gas Fired Combustion Turbine | GT | 10 | N | Electric Utility | NG | natural gas peaker | TRUE
1013 | Natural Gas Fired Combustion Turbine | GT | 10 | N | Electric Utility | NG | natural gas peaker | TRUE
1016 | Natural Gas Fired Combined Cycle | CT | 20 | N | Electric Utility | NG | natural gas nonpeaker | TRUE
1016 | Natural Gas Fired Combined Cycle | CT | 20 | N | Electric Utility | NG | natural gas nonpeaker | TRUE
1016 | Natural Gas Fired Combined Cycle | CT | 20 | N | Electric Utility | NG | natural gas nonpeaker | TRUE
1016 | Natural Gas Fired Combustion Turbine | GT | 20 | N | Electric Utility | NG | natural gas peaker | TRUE
1016 | Natural Gas Fired Combustion Turbine | GT | 20 | N | Electric Utility | NG | natural gas peaker | TRUE
1016 | Natural Gas Fired Combined Cycle | CT | 20 | N | Electric Utility | NG | natural gas nonpeaker | TRUE
1016 | Natural Gas Fired Combined Cycle | CT | 20 | N | Electric Utility | NG | natural gas nonpeaker | TRUE
1016 | Natural Gas Fired Combined Cycle | CT | 20 | N | Electric Utility | NG | natural gas nonpeaker | TRUE
1016 | Natural Gas Fired Combined Cycle | CA | 65 | N | Electric Utility | NG | natural gas nonpeaker | TRUE
1020 | Conventional Hydroelectric | HY | 0.5 | N | Electric Utility | WAT | hydro | TRUE
1020 | Conventional Hydroelectric | HY | 0.5 | N | Electric Utility | WAT | hydro | TRUE
1024 | Conventional Steam Coal | ST | 10.6 | N | IPP Non-CHP | BIT | hard coal | TRUE
1024 | Conventional Steam Coal | ST | 12.6 | N | IPP Non-CHP | BIT | hard coal | TRUE
1024 | Petroleum Liquids | IC | 0.9 | N | IPP Non-CHP | DFO | petroleum | TRUE
1032 | Conventional Steam Coal | ST | 16.5 | N | Electric Utility | BIT | hard coal | TRUE
1032 | Conventional Steam Coal | ST | 22 | N | Electric Utility | BIT | hard coal | TRUE
1032 | Natural Gas Fired Combustion Turbine | GT | 15 | N | Electric Utility | NG | natural gas peaker | TRUE
1037 | Petroleum Liquids | IC | 1.8 | N | Electric Utility | DFO | petroleum | TRUE
1038 | Petroleum Liquids | IC | 1.9 | N | Electric Utility | DFO | petroleum | TRUE
1038 | Petroleum Liquids | IC | 1.9 | N | Electric Utility | DFO | petroleum | TRUE
1038 | Natural Gas Internal Combustion Engine | IC | 4.8 | N | Electric Utility | NG | natural gas peaker | TRUE
1038 | Natural Gas Internal Combustion Engine | IC | 8.3 | N | Electric Utility | NG | natural gas peaker | TRUE
1038 | Petroleum Liquids | IC | 1.8 | N | Electric Utility | DFO | petroleum | TRUE
1038 | Petroleum Liquids | IC | 2.4 | N | Electric Utility | DFO | petroleum | TRUE
1040 | Conventional Steam Coal | ST | 34.7 | N | Electric Utility | BIT | hard coal | TRUE
1040 | Conventional Steam Coal | ST | 65 | N | Electric Utility | BIT | hard coal | TRUE
1046 | Natural Gas Steam Turbine | ST | 31.1 | N | Electric Utility | NG | natural gas peaker | TRUE
1046 | Natural Gas Steam Turbine | ST | 37.5 | N | Electric Utility | NG | natural gas peaker | TRUE
1046 | Petroleum Liquids | IC | 2 | N | Electric Utility | DFO | petroleum | TRUE
1046 | Petroleum Liquids | IC | 1.4 | N | Electric Utility | DFO | petroleum | TRUE
1047 | Conventional Steam Coal | ST | 252.3 | N | Electric Utility | SUB | hard coal | TRUE
1048 | Conventional Steam Coal | ST | 102.4 | N | Electric Utility | SUB | hard coal | TRUE
1060 | Nuclear | ST | 601.4 | N | IPP Non-CHP | NUC | nuclear | TRUE
1067 | Conventional Hydroelectric | HY | 0.6 | N | IPP Non-CHP | WAT | hydro | TRUE
1067 | Conventional Hydroelectric | HY | 0.6 | N | IPP Non-CHP | WAT | hydro | TRUE
1068 | Petroleum Liquids | GT | 54 | N | Electric Utility | DFO | petroleum | TRUE
1068 | Petroleum Liquids | GT | 54.1 | N | Electric Utility | DFO | petroleum | TRUE
1068 | Petroleum Liquids | GT | 52.7 | N | Electric Utility | DFO | petroleum | TRUE
1073 | Conventional Steam Coal | ST | 3.2 | Y | Electric Utility | SUB | hard coal | TRUE
1073 | Conventional Steam Coal | ST | 37.3 | Y | Electric Utility | SUB | hard coal | TRUE
1073 | Conventional Steam Coal | ST | 122.1 | Y | Electric Utility | SUB | hard coal | TRUE
1077 | Natural Gas Steam Turbine | ST | 27.9 | N | Electric Utility | NG | natural gas peaker | TRUE
1077 | Natural Gas Steam Turbine | ST | 80.8 | N | Electric Utility | NG | natural gas peaker | TRUE
1079 | Natural Gas Fired Combustion Turbine | GT | 16.3 | N | Electric Utility | NG | natural gas peaker | TRUE
1079 | Natural Gas Fired Combustion Turbine | GT | 16.9 | N | Electric Utility | NG | natural gas peaker | TRUE
1079 | Natural Gas Fired Combustion Turbine | GT | 16.5 | N | Electric Utility | NG | natural gas peaker | TRUE
1079 | Natural Gas Fired Combustion Turbine | GT | 16.2 | N | Electric Utility | NG | natural gas peaker | TRUE
1081 | Natural Gas Steam Turbine | ST | 125 | N | Electric Utility | NG | natural gas peaker | TRUE
1082 | Conventional Steam Coal | ST | 703.7 | Y | Electric Utility | SUB | hard coal | TRUE
1082 | Conventional Steam Coal | ST | 813.6 | N | Electric Utility | SUB | hard coal | TRUE
1084 | Natural Gas Fired Combustion Turbine | GT | 14.5 | N | Electric Utility | NG | natural gas peaker | TRUE
1084 | Natural Gas Fired Combustion Turbine | GT | 14.7 | N | Electric Utility | NG | natural gas peaker | TRUE
1084 | Natural Gas Fired Combustion Turbine | GT | 14.3 | N | Electric Utility | NG | natural gas peaker | TRUE
1084 | Natural Gas Fired Combustion Turbine | GT | 15.1 | N | Electric Utility | NG | natural gas peaker | TRUE
1084 | Natural Gas Fired Combustion Turbine | GT | 14.7 | N | Electric Utility | NG | natural gas peaker | TRUE
1084 | Natural Gas Fired Combustion Turbine | GT | 14.5 | N | Electric Utility | NG | natural gas peaker | TRUE
1084 | Natural Gas Fired Combustion Turbine | GT | 14 | N | Electric Utility | NG | natural gas peaker | TRUE
1084 | Natural Gas Fired Combustion Turbine | GT | 15.1 | N | Electric Utility | NG | natural gas peaker | TRUE
1091 | Conventional Steam Coal | ST | 134.3 | N | Electric Utility | SUB | hard coal | TRUE
1091 | Conventional Steam Coal | ST | 283.7 | N | Electric Utility | SUB | hard coal | TRUE
1091 | Conventional Steam Coal | ST | 500 | N | Electric Utility | SUB | hard coal | TRUE
1097 | Natural Gas Fired Combustion Turbine | GT | 16.6 | N | Electric Utility | NG | natural gas peaker | TRUE
1097 | Natural Gas Fired Combustion Turbine | GT | 16 | N | Electric Utility | NG | natural gas peaker | TRUE
1104 | Conventional Steam Coal | ST | 212.9 | N | Electric Utility | SUB | hard coal | TRUE
1104 | Natural Gas Fired Combustion Turbine | GT | 15.2 | N | Electric Utility | NG | natural gas peaker | TRUE
1104 | Natural Gas Fired Combustion Turbine | GT | 13.4 | N | Electric Utility | NG | natural gas peaker | TRUE
1104 | Natural Gas Fired Combustion Turbine | GT | 14.2 | N | Electric Utility | NG | natural gas peaker | TRUE
1104 | Natural Gas Fired Combustion Turbine | GT | 16.1 | N | Electric Utility | NG | natural gas peaker | TRUE
1105 | Petroleum Liquids | IC | 2.1 | N | Electric Utility | DFO | petroleum | TRUE
1105 | Petroleum Liquids | IC | 1.8 | N | Electric Utility | DFO | petroleum | TRUE
1105 | Petroleum Liquids | IC | 1.9 | N | Electric Utility | DFO | petroleum | TRUE
1105 | Petroleum Liquids | GT | 21.6 | N | Electric Utility | DFO | petroleum | TRUE
1105 | Petroleum Liquids | GT | 25.7 | N | Electric Utility | DFO | petroleum | TRUE
1109 | Conventional Hydroelectric | HY | 9.9 | N | Electric Utility | WAT | hydro | TRUE
1109 | Conventional Hydroelectric | HY | 9.9 | N | Electric Utility | WAT | hydro | TRUE
1109 | Conventional Hydroelectric | HY | 9.9 | N | Electric Utility | WAT | hydro | TRUE
1109 | Conventional Hydroelectric | HY | 9.9 | N | Electric Utility | WAT | hydro | TRUE
1109 | Conventional Hydroelectric | HY | 9.9 | N | Electric Utility | WAT | hydro | TRUE
1109 | Conventional Hydroelectric | HY | 7.9 | N | Electric Utility | WAT | hydro | TRUE
1109 | Conventional Hydroelectric | HY | 7.9 | N | Electric Utility | WAT | hydro | TRUE
1109 | Conventional Hydroelectric | HY | 9.9 | N | Electric Utility | WAT | hydro | TRUE
1109 | Conventional Hydroelectric | HY | 9.9 | N | Electric Utility | WAT | hydro | TRUE
1109 | Conventional Hydroelectric | HY | 9.9 | N | Electric Utility | WAT | hydro | TRUE
1109 | Conventional Hydroelectric | HY | 7.9 | N | Electric Utility | WAT | hydro | TRUE
1109 | Conventional Hydroelectric | HY | 7.9 | N | Electric Utility | WAT | hydro | TRUE
1109 | Conventional Hydroelectric | HY | 9.9 | N | Electric Utility | WAT | hydro | TRUE
1109 | Conventional Hydroelectric | HY | 9.9 | N | Electric Utility | WAT | hydro | TRUE
1109 | Conventional Hydroelectric | HY | 9.9 | N | Electric Utility | WAT | hydro | TRUE
1120 | Petroleum Liquids | IC | 3.2 | N | Electric Utility | DFO | petroleum | TRUE
1120 | Petroleum Liquids | IC | 4.1 | N | Electric Utility | DFO | petroleum | TRUE
1120 | Petroleum Liquids | IC | 4.4 | N | Electric Utility | DFO | petroleum | TRUE
1120 | Petroleum Liquids | IC | 4.4 | N | Electric Utility | DFO | petroleum | TRUE
1121 | Petroleum Liquids | IC | 0.9 | N | Electric Utility | DFO | petroleum | TRUE
1122 | Conventional Steam Coal | ST | 37.4 | N | Electric Utility | SUB | hard coal | TRUE
1122 | Conventional Steam Coal | ST | 68 | N | Electric Utility | SUB | hard coal | TRUE
1123 | Petroleum Liquids | IC | 0.1 | N | Electric Utility | DFO | petroleum | TRUE
1123 | Petroleum Liquids | IC | 0.2 | N | Electric Utility | DFO | petroleum | TRUE
1123 | Petroleum Liquids | IC | 0.2 | N | Electric Utility | DFO | petroleum | TRUE
1123 | Petroleum Liquids | IC | 0.2 | N | Electric Utility | DFO | petroleum | TRUE
1123 | Petroleum Liquids | IC | 2 | N | Electric Utility | DFO | petroleum | TRUE
1124 | Petroleum Liquids | IC | 4 | N | Electric Utility | DFO | petroleum | TRUE
1124 | Natural Gas Fired Combustion Turbine | GT | 9.8 | N | Electric Utility | NG | natural gas peaker | TRUE
1125 | Petroleum Liquids | IC | 0.5 | N | Electric Utility | DFO | petroleum | TRUE
1125 | Petroleum Liquids | IC | 1.8 | N | Electric Utility | DFO | petroleum | TRUE
1125 | Petroleum Liquids | IC | 1.8 | N | Electric Utility | DFO | petroleum | TRUE
1126 | Petroleum Liquids | IC | 0.5 | N | Electric Utility | DFO | petroleum | TRUE
1126 | Petroleum Liquids | IC | 1.6 | N | Electric Utility | DFO | petroleum | TRUE
1126 | Petroleum Liquids | IC | 1.7 | N | Electric Utility | DFO | petroleum | TRUE
1126 | Petroleum Liquids | IC | 0.6 | N | Electric Utility | DFO | petroleum | TRUE
1126 | Petroleum Liquids | IC | 0.7 | N | Electric Utility | DFO | petroleum | TRUE
1126 | Petroleum Liquids | IC | 2.4 | N | Electric Utility | DFO | petroleum | TRUE
1127 | Natural Gas Internal Combustion Engine | IC | 2.3 | N | Electric Utility | NG | natural gas peaker | TRUE
1127 | Petroleum Liquids | IC | 0.2 | N | Electric Utility | DFO | petroleum | TRUE
1127 | Natural Gas Internal Combustion Engine | IC | 2.2 | N | Electric Utility | NG | natural gas peaker | TRUE
1127 | Petroleum Liquids | IC | 0.2 | N | Electric Utility | DFO | petroleum | TRUE
1127 | Natural Gas Internal Combustion Engine | IC | 0.8 | N | Electric Utility | NG | natural gas peaker | TRUE
1127 | Natural Gas Internal Combustion Engine | IC | 1.2 | N | Electric Utility | NG | natural gas peaker | TRUE
1128 | Petroleum Liquids | IC | 2 | N | Electric Utility | DFO | petroleum | TRUE
1129 | Petroleum Liquids | IC | 0.7 | N | Electric Utility | DFO | petroleum | TRUE
1129 | Petroleum Liquids | IC | 1.9 | N | Electric Utility | DFO | petroleum | TRUE
1129 | Petroleum Liquids | IC | 1.8 | N | Electric Utility | DFO | petroleum | TRUE
1129 | Petroleum Liquids | IC | 0.5 | N | Electric Utility | DFO | petroleum | TRUE
1130 | Natural Gas Fired Combustion Turbine | GT | 17.8 | N | Electric Utility | NG | natural gas peaker | TRUE
1130 | Natural Gas Fired Combustion Turbine | GT | 14.7 | N | Electric Utility | NG | natural gas peaker | TRUE
1131 | Conventional Steam Coal | ST | 15.7 | N | Electric Utility | BIT | hard coal | TRUE
1131 | Natural Gas Steam Turbine | ST | 33.7 | N | Electric Utility | NG | natural gas peaker | TRUE
1132 | Petroleum Liquids | IC | 0.6 | N | Electric Utility | DFO | petroleum | TRUE
1132 | Petroleum Liquids | IC | 2 | N | Electric Utility | DFO | petroleum | TRUE
1134 | Petroleum Liquids | IC | 2.8 | N | Electric Utility | DFO | petroleum | TRUE
1134 | Petroleum Liquids | IC | 2 | N | Electric Utility | DFO | petroleum | TRUE
1134 | Petroleum Liquids | IC | 2 | N | Electric Utility | DFO | petroleum | TRUE
1135 | Petroleum Liquids | IC | 1.8 | N | Electric Utility | DFO | petroleum | TRUE
1137 | Petroleum Liquids | IC | 1.1 | N | Electric Utility | DFO | petroleum | TRUE
1137 | Natural Gas Internal Combustion Engine | IC | 2.7 | N | Electric Utility | NG | natural gas peaker | TRUE
1137 | Natural Gas Internal Combustion Engine | IC | 3.6 | N | Electric Utility | NG | natural gas peaker | TRUE
1137 | Natural Gas Internal Combustion Engine | IC | 3.6 | N | Electric Utility | NG | natural gas peaker | TRUE
1137 | Natural Gas Internal Combustion Engine | IC | 2.7 | N | Electric Utility | NG | natural gas peaker | TRUE
1138 | Petroleum Liquids | IC | 1.3 | N | Electric Utility | DFO | petroleum | TRUE
1138 | Petroleum Liquids | IC | 2.2 | N | Electric Utility | DFO | petroleum | TRUE
1138 | Petroleum Liquids | IC | 3.3 | N | Electric Utility | DFO | petroleum | TRUE
1138 | Petroleum Liquids | IC | 6.1 | N | Electric Utility | DFO | petroleum | TRUE
1138 | Petroleum Liquids | IC | 0.7 | N | Electric Utility | DFO | petroleum | TRUE
1138 | Petroleum Liquids | IC | 7.6 | N | Electric Utility | DFO | petroleum | TRUE
1141 | Petroleum Liquids | IC | 2.2 | N | Electric Utility | DFO | petroleum | TRUE
1142 | Petroleum Liquids | IC | 0.5 | N | Electric Utility | DFO | petroleum | TRUE
1142 | Petroleum Liquids | IC | 1.1 | N | Electric Utility | DFO | petroleum | TRUE
1142 | Petroleum Liquids | IC | 2 | N | Electric Utility | DFO | petroleum | TRUE
1143 | Petroleum Liquids | IC | 1.6 | N | Electric Utility | DFO | petroleum | TRUE
1144 | Petroleum Liquids | IC | 1 | N | Electric Utility | DFO | petroleum | TRUE
1144 | Petroleum Liquids | IC | 1.8 | N | Electric Utility | DFO | petroleum | TRUE
1144 | Petroleum Liquids | IC | 2.7 | N | Electric Utility | DFO | petroleum | TRUE
1145 | Petroleum Liquids | IC | 2.2 | N | Electric Utility | DFO | petroleum | TRUE
1145 | Petroleum Liquids | IC | 3.5 | N | Electric Utility | DFO | petroleum | TRUE
1145 | Petroleum Liquids | IC | 3 | N | Electric Utility | DFO | petroleum | TRUE
1146 | Petroleum Liquids | IC | 1.6 | N | Electric Utility | DFO | petroleum | TRUE
1146 | Petroleum Liquids | IC | 1.6 | N | Electric Utility | DFO | petroleum | TRUE
1150 | Petroleum Liquids | IC | 4 | N | Electric Utility | DFO | petroleum | TRUE
1150 | Petroleum Liquids | IC | 5 | N | Electric Utility | DFO | petroleum | TRUE
1150 | Petroleum Liquids | GT | 19.4 | N | Electric Utility | DFO | petroleum | TRUE
1150 | Petroleum Liquids | GT | 22.8 | N | Electric Utility | DFO | petroleum | TRUE
1153 | Petroleum Liquids | IC | 2 | N | Electric Utility | DFO | petroleum | TRUE
1153 | Petroleum Liquids | IC | 2 | N | Electric Utility | DFO | petroleum | TRUE
1154 | Petroleum Liquids | IC | 3 | N | Electric Utility | DFO | petroleum | TRUE
1154 | Petroleum Liquids | IC | 1.3 | N | Electric Utility | DFO | petroleum | TRUE
1154 | Petroleum Liquids | IC | 0.9 | N | Electric Utility | DFO | petroleum | TRUE
1154 | Petroleum Liquids | IC | 5.7 | N | Electric Utility | DFO | petroleum | TRUE
1154 | Petroleum Liquids | IC | 7.6 | N | Electric Utility | DFO | petroleum | TRUE
1155 | Petroleum Liquids | IC | 2.7 | N | Electric Utility | DFO | petroleum | TRUE
1155 | Petroleum Liquids | IC | 0.2 | N | Electric Utility | DFO | petroleum | TRUE
1155 | Petroleum Liquids | IC | 0.3 | N | Electric Utility | DFO | petroleum | TRUE
1155 | Petroleum Liquids | IC | 0.6 | N | Electric Utility | DFO | petroleum | TRUE
1155 | Petroleum Liquids | IC | 1.1 | N | Electric Utility | DFO | petroleum | TRUE
1155 | Petroleum Liquids | IC | 0.5 | N | Electric Utility | DFO | petroleum | TRUE
1155 | Petroleum Liquids | IC | 2.3 | N | Electric Utility | DFO | petroleum | TRUE
1155 | Petroleum Liquids | IC | 2.3 | N | Electric Utility | DFO | petroleum | TRUE
1156 | Petroleum Liquids | IC | 1.8 | N | Electric Utility | DFO | petroleum | TRUE
1156 | Petroleum Liquids | IC | 1.8 | N | Electric Utility | DFO | petroleum | TRUE
1156 | Petroleum Liquids | IC | 1.8 | N | Electric Utility | DFO | petroleum | TRUE
1157 | Petroleum Liquids | IC | 0.7 | N | Electric Utility | DFO | petroleum | TRUE
1157 | Petroleum Liquids | IC | 0.7 | N | Electric Utility | DFO | petroleum | TRUE
1157 | Petroleum Liquids | IC | 2.3 | N | Electric Utility | DFO | petroleum | TRUE
1157 | Petroleum Liquids | IC | 2.3 | N | Electric Utility | DFO | petroleum | TRUE
1157 | Petroleum Liquids | IC | 2.3 | N | Electric Utility | DFO | petroleum | TRUE
1158 | Petroleum Liquids | IC | 0.3 | N | Electric Utility | DFO | petroleum | TRUE
1158 | Petroleum Liquids | IC | 1.1 | N | Electric Utility | DFO | petroleum | TRUE
1158 | Petroleum Liquids | IC | 0.9 | N | Electric Utility | DFO | petroleum | TRUE
1158 | Petroleum Liquids | IC | 1.7 | N | Electric Utility | DFO | petroleum | TRUE
1160 | Petroleum Liquids | IC | 0.2 | N | Electric Utility | DFO | petroleum | TRUE
1160 | Petroleum Liquids | IC | 0.2 | N | Electric Utility | DFO | petroleum | TRUE
1160 | Petroleum Liquids | IC | 0.6 | N | Electric Utility | DFO | petroleum | TRUE
1160 | Petroleum Liquids | IC | 2.3 | N | Electric Utility | DFO | petroleum | TRUE
1160 | Petroleum Liquids | IC | 2.3 | N | Electric Utility | DFO | petroleum | TRUE
1160 | Petroleum Liquids | IC | 2.3 | N | Electric Utility | DFO | petroleum | TRUE
1162 | Natural Gas Internal Combustion Engine | IC | 2.8 | N | Electric Utility | NG | natural gas peaker | TRUE
1162 | Natural Gas Internal Combustion Engine | IC | 2.8 | N | Electric Utility | NG | natural gas peaker | TRUE
1162 | Natural Gas Internal Combustion Engine | IC | 1.8 | N | Electric Utility | NG | natural gas peaker | TRUE
1162 | Petroleum Liquids | IC | 1.7 | N | Electric Utility | DFO | petroleum | TRUE
1162 | Natural Gas Internal Combustion Engine | IC | 1.4 | N | Electric Utility | NG | natural gas peaker | TRUE
1162 | Natural Gas Internal Combustion Engine | IC | 2.1 | N | Electric Utility | NG | natural gas peaker | TRUE
1162 | Natural Gas Internal Combustion Engine | IC | 6 | N | Electric Utility | NG | natural gas peaker | TRUE
1162 | Petroleum Liquids | IC | 1.7 | N | Electric Utility | DFO | petroleum | TRUE
1162 | Petroleum Liquids | IC | 1.7 | N | Electric Utility | DFO | petroleum | TRUE
1163 | Petroleum Liquids | IC | 1.2 | N | Electric Utility | DFO | petroleum | TRUE
1163 | Petroleum Liquids | IC | 0.3 | N | Electric Utility | DFO | petroleum | TRUE
1163 | Petroleum Liquids | IC | 0.5 | N | Electric Utility | DFO | petroleum | TRUE
1164 | Petroleum Liquids | IC | 0.6 | N | Electric Utility | DFO | petroleum | TRUE
1164 | Petroleum Liquids | IC | 0.5 | N | Electric Utility | DFO | petroleum | TRUE
1164 | Petroleum Liquids | IC | 1.8 | N | Electric Utility | DFO | petroleum | TRUE
1164 | Petroleum Liquids | IC | 1.8 | N | Electric Utility | DFO | petroleum | TRUE
1164 | Petroleum Liquids | IC | 1.8 | N | Electric Utility | DFO | petroleum | TRUE
1165 | Petroleum Liquids | IC | 0.2 | N | Electric Utility | DFO | petroleum | TRUE
1165 | Petroleum Liquids | IC | 0.2 | N | Electric Utility | DFO | petroleum | TRUE
1165 | Petroleum Liquids | IC | 0.5 | N | Electric Utility | DFO | petroleum | TRUE
1165 | Petroleum Liquids | IC | 1 | N | Electric Utility | DFO | petroleum | TRUE
1165 | Natural Gas Internal Combustion Engine | IC | 1.6 | N | Electric Utility | NG | natural gas peaker | TRUE
1165 | Natural Gas Internal Combustion Engine | IC | 2.3 | N | Electric Utility | NG | natural gas peaker | TRUE
1165 | Petroleum Liquids | IC | 1.8 | N | Electric Utility | DFO | petroleum | TRUE
1165 | Petroleum Liquids | IC | 1.8 | N | Electric Utility | DFO | petroleum | TRUE
1166 | Petroleum Liquids | IC | 2 | N | Electric Utility | DFO | petroleum | TRUE
1166 | Petroleum Liquids | IC | 2 | N | Electric Utility | DFO | petroleum | TRUE
1166 | Petroleum Liquids | IC | 2 | N | Electric Utility | DFO | petroleum | TRUE
1166 | Petroleum Liquids | IC | 2 | N | Electric Utility | DFO | petroleum | TRUE
1166 | Petroleum Liquids | IC | 2 | N | Electric Utility | DFO | petroleum | TRUE
1166 | Petroleum Liquids | IC | 2 | N | Electric Utility | DFO | petroleum | TRUE
1166 | Petroleum Liquids | IC | 2 | N | Electric Utility | DFO | petroleum | TRUE
1166 | Petroleum Liquids | IC | 2 | N | Electric Utility | DFO | petroleum | TRUE
1166 | Petroleum Liquids | IC | 2 | N | Electric Utility | DFO | petroleum | TRUE
1166 | Petroleum Liquids | IC | 2 | N | Electric Utility | DFO | petroleum | TRUE
1166 | Petroleum Liquids | IC | 2 | N | Electric Utility | DFO | petroleum | TRUE
1166 | Petroleum Liquids | IC | 2 | N | Electric Utility | DFO | petroleum | TRUE
1167 | Conventional Steam Coal | ST | 24.3 | N | Electric Utility | SUB | hard coal | TRUE
1167 | Conventional Steam Coal | ST | 25.1 | N | Electric Utility | SUB | hard coal | TRUE
1167 | Conventional Steam Coal | ST | 18.8 | Y | Electric Utility | SUB | hard coal | TRUE
1167 | Conventional Steam Coal | ST | 163.1 | N | Electric Utility | SUB | hard coal | TRUE
1168 | Natural Gas Internal Combustion Engine | IC | 3.5 | N | Electric Utility | NG | natural gas peaker | TRUE
1168 | Natural Gas Internal Combustion Engine | IC | 5 | N | Electric Utility | NG | natural gas peaker | TRUE
1168 | Natural Gas Internal Combustion Engine | IC | 5 | N | Electric Utility | NG | natural gas peaker | TRUE
1168 | Petroleum Liquids | IC | 5.3 | N | Electric Utility | DFO | petroleum | TRUE
1168 | Petroleum Liquids | IC | 5.3 | N | Electric Utility | DFO | petroleum | TRUE
1169 | Petroleum Liquids | IC | 0.5 | N | Electric Utility | DFO | petroleum | TRUE
1169 | Petroleum Liquids | IC | 1 | N | Electric Utility | DFO | petroleum | TRUE
1169 | Petroleum Liquids | IC | 2.5 | N | Electric Utility | DFO | petroleum | TRUE
1172 | Natural Gas Internal Combustion Engine | IC | 3.1 | N | Electric Utility | NG | natural gas peaker | TRUE
1172 | Natural Gas Internal Combustion Engine | IC | 6 | N | Electric Utility | NG | natural gas peaker | TRUE
1172 | Petroleum Liquids | IC | 3.6 | N | Electric Utility | DFO | petroleum | TRUE
1172 | Petroleum Liquids | IC | 3.6 | N | Electric Utility | DFO | petroleum | TRUE
1172 | Onshore Wind Turbine | WT | 0.5 | N | Electric Utility | WND | onshore wind | TRUE
1173 | Conventional Hydroelectric | HY | 1 | N | Electric Utility | WAT | hydro | TRUE
1173 | Conventional Hydroelectric | HY | 1.2 | N | Electric Utility | WAT | hydro | TRUE
1173 | Conventional Hydroelectric | HY | 1 | N | Electric Utility | WAT | hydro | TRUE
1176 | Petroleum Liquids | IC | 0.7 | N | Electric Utility | DFO | petroleum | TRUE
1176 | Petroleum Liquids | IC | 0.7 | N | Electric Utility | DFO | petroleum | TRUE
1176 | Natural Gas Internal Combustion Engine | IC | 1.8 | N | Electric Utility | NG | natural gas peaker | TRUE
1177 | Petroleum Liquids | IC | 0.6 | N | Electric Utility | DFO | petroleum | TRUE
1177 | Petroleum Liquids | IC | 0.9 | N | Electric Utility | DFO | petroleum | TRUE
1180 | Petroleum Liquids | IC | 0.4 | N | Electric Utility | DFO | petroleum | TRUE
1180 | Petroleum Liquids | IC | 0.9 | N | Electric Utility | DFO | petroleum | TRUE
1180 | Petroleum Liquids | IC | 1.6 | N | Electric Utility | DFO | petroleum | TRUE
1181 | Petroleum Liquids | IC | 2.5 | N | Electric Utility | DFO | petroleum | TRUE
1184 | Petroleum Liquids | IC | 1.9 | N | Electric Utility | DFO | petroleum | TRUE
1184 | Petroleum Liquids | IC | 1.1 | N | Electric Utility | DFO | petroleum | TRUE
1184 | Petroleum Liquids | IC | 1.8 | N | Electric Utility | DFO | petroleum | TRUE
1186 | Petroleum Liquids | GT | 17 | N | Electric Utility | KER | other | TRUE
1187 | Petroleum Liquids | IC | 0.6 | N | Electric Utility | DFO | petroleum | TRUE
1187 | Petroleum Liquids | IC | 0.6 | N | Electric Utility | DFO | petroleum | TRUE
1187 | Petroleum Liquids | IC | 1.3 | N | Electric Utility | DFO | petroleum | TRUE
1187 | Petroleum Liquids | IC | 1.3 | N | Electric Utility | DFO | petroleum | TRUE
1187 | Natural Gas Internal Combustion Engine | IC | 2.5 | N | Electric Utility | NG | natural gas peaker | TRUE
1188 | Petroleum Liquids | IC | 1.3 | N | Electric Utility | DFO | petroleum | TRUE
1188 | Petroleum Liquids | IC | 2 | N | Electric Utility | DFO | petroleum | TRUE
1188 | Petroleum Liquids | IC | 3.1 | N | Electric Utility | DFO | petroleum | TRUE
1188 | Petroleum Liquids | IC | 3.1 | N | Electric Utility | DFO | petroleum | TRUE
1188 | Petroleum Liquids | IC | 2 | N | Electric Utility | DFO | petroleum | TRUE
1188 | Petroleum Liquids | IC | 2 | N | Electric Utility | DFO | petroleum | TRUE
1190 | Petroleum Liquids | IC | 0.6 | N | Electric Utility | DFO | petroleum | TRUE
1190 | Petroleum Liquids | IC | 1.1 | N | Electric Utility | DFO | petroleum | TRUE
1190 | Petroleum Liquids | IC | 1 | N | Electric Utility | DFO | petroleum | TRUE
1191 | Petroleum Liquids | IC | 2.6 | N | Electric Utility | DFO | petroleum | TRUE
1191 | Petroleum Liquids | IC | 1.1 | N | Electric Utility | DFO | petroleum | TRUE
1191 | Petroleum Liquids | IC | 1.8 | N | Electric Utility | DFO | petroleum | TRUE
1192 | Petroleum Liquids | IC | 1 | N | Electric Utility | DFO | petroleum | TRUE
1192 | Petroleum Liquids | IC | 1 | N | Electric Utility | DFO | petroleum | TRUE
1192 | Petroleum Liquids | IC | 0.5 | N | Electric Utility | DFO | petroleum | TRUE
1192 | Petroleum Liquids | IC | 1.2 | N | Electric Utility | DFO | petroleum | TRUE
1193 | Petroleum Liquids | IC | 2 | N | Electric Utility | DFO | petroleum | TRUE
1193 | Petroleum Liquids | IC | 2 | N | Electric Utility | DFO | petroleum | TRUE
1194 | Petroleum Liquids | IC | 1.2 | N | Electric Utility | DFO | petroleum | TRUE
1194 | Petroleum Liquids | IC | 0.6 | N | Electric Utility | DFO | petroleum | TRUE
1194 | Petroleum Liquids | IC | 0.5 | N | Electric Utility | DFO | petroleum | TRUE
1194 | Petroleum Liquids | IC | 2.5 | N | Electric Utility | DFO | petroleum | TRUE
1194 | Petroleum Liquids | IC | 3.7 | N | Electric Utility | DFO | petroleum | TRUE
1194 | Petroleum Liquids | IC | 5.6 | N | Electric Utility | DFO | petroleum | TRUE
1194 | Petroleum Liquids | IC | 3 | N | Electric Utility | DFO | petroleum | TRUE
1198 | Petroleum Liquids | GT | 20.7 | N | Electric Utility | DFO | petroleum | TRUE
1199 | Petroleum Liquids | IC | 1 | N | Electric Utility | DFO | petroleum | TRUE
1199 | Petroleum Liquids | IC | 0.9 | N | Electric Utility | DFO | petroleum | TRUE
1199 | Petroleum Liquids | IC | 2 | N | Electric Utility | DFO | petroleum | TRUE
1199 | Petroleum Liquids | IC | 2.5 | N | Electric Utility | DFO | petroleum | TRUE
1200 | Petroleum Liquids | IC | 2.1 | N | Electric Utility | DFO | petroleum | TRUE
1200 | Petroleum Liquids | IC | 2.7 | N | Electric Utility | DFO | petroleum | TRUE
1200 | Petroleum Liquids | GT | 5 | N | Electric Utility | DFO | petroleum | TRUE
1200 | Petroleum Liquids | GT | 5 | N | Electric Utility | DFO | petroleum | TRUE
1201 | Petroleum Liquids | IC | 1.1 | N | Electric Utility | DFO | petroleum | TRUE
1202 | Petroleum Liquids | IC | 1.6 | N | Electric Utility | DFO | petroleum | TRUE
1202 | Petroleum Liquids | IC | 1.6 | N | Electric Utility | DFO | petroleum | TRUE
1202 | Petroleum Liquids | IC | 1.6 | N | Electric Utility | DFO | petroleum | TRUE
1202 | Petroleum Liquids | IC | 2.2 | N | Electric Utility | DFO | petroleum | TRUE
1202 | Petroleum Liquids | IC | 2.2 | N | Electric Utility | DFO | petroleum | TRUE
1203 | Petroleum Liquids | IC | 1.5 | N | Electric Utility | DFO | petroleum | TRUE
1203 | Petroleum Liquids | IC | 1.7 | N | Electric Utility | DFO | petroleum | TRUE
1203 | Petroleum Liquids | IC | 4.4 | N | Electric Utility | DFO | petroleum | TRUE
1203 | Petroleum Liquids | IC | 2 | N | Electric Utility | DFO | petroleum | TRUE
1203 | Petroleum Liquids | IC | 2 | N | Electric Utility | DFO | petroleum | TRUE
1203 | Petroleum Liquids | IC | 2 | N | Electric Utility | DFO | petroleum | TRUE
1206 | Natural Gas Fired Combined Cycle | CA | 6.5 | N | Electric Utility | NG | natural gas nonpeaker | TRUE
1206 | Natural Gas Fired Combined Cycle | CA | 6.5 | N | Electric Utility | NG | natural gas nonpeaker | TRUE
1206 | Natural Gas Fired Combined Cycle | CA | 7 | N | Electric Utility | NG | natural gas nonpeaker | TRUE
1206 | Natural Gas Fired Combined Cycle | CT | 27.5 | N | Electric Utility | NG | natural gas nonpeaker | TRUE
1206 | Natural Gas Fired Combined Cycle | CT | 27.9 | N | Electric Utility | NG | natural gas nonpeaker | TRUE
1217 | Natural Gas Steam Turbine | ST | 37.5 | N | Electric Utility | NG | natural gas peaker | TRUE
1217 | Natural Gas Fired Combustion Turbine | GT | 76 | N | Electric Utility | NG | natural gas peaker | TRUE
1224 | Petroleum Liquids | IC | 2 | N | Electric Utility | DFO | petroleum | TRUE
1224 | Petroleum Liquids | IC | 2 | N | Electric Utility | DFO | petroleum | TRUE
1225 | Natural Gas Fired Combustion Turbine | GT | 13 | N | Electric Utility | NG | natural gas peaker | TRUE
1230 | Natural Gas Steam Turbine | ST | 52 | N | Electric Utility | NG | natural gas peaker | TRUE
1230 | Natural Gas Fired Combustion Turbine | GT | 13.7 | N | Electric Utility | NG | natural gas peaker | TRUE
1233 | Natural Gas Steam Turbine | ST | 147.8 | N | Electric Utility | NG | natural gas peaker | TRUE
1235 | Natural Gas Steam Turbine | ST | 92.7 | N | Electric Utility | NG | natural gas peaker | TRUE
1239 | Natural Gas Fired Combustion Turbine | GT | 13 | N | Electric Utility | NG | natural gas peaker | TRUE
1239 | Natural Gas Fired Combustion Turbine | GT | 15 | N | Electric Utility | NG | natural gas peaker | TRUE
1239 | Natural Gas Fired Combined Cycle | CT | 149 | N | Electric Utility | NG | natural gas nonpeaker | TRUE
1240 | Natural Gas Steam Turbine | ST | 152 | N | Electric Utility | NG | natural gas peaker | TRUE
1240 | Natural Gas Steam Turbine | ST | 370 | N | Electric Utility | NG | natural gas peaker | TRUE
1240 | Petroleum Liquids | IC | 3 | N | Electric Utility | DFO | petroleum | TRUE
1240 | Natural Gas Fired Combustion Turbine | GT | 73 | N | Electric Utility | NG | natural gas peaker | TRUE
1240 | Natural Gas Fired Combustion Turbine | GT | 71 | N | Electric Utility | NG | natural gas peaker | TRUE
1240 | Natural Gas Fired Combustion Turbine | GT | 148 | N | Electric Utility | NG | natural gas peaker | TRUE
1241 | Conventional Steam Coal | ST | 736.1 | N | Electric Utility | SUB | hard coal | TRUE
1241 | Conventional Steam Coal | ST | 662.3 | N | Electric Utility | SUB | hard coal | TRUE
1242 | Natural Gas Steam Turbine | ST | 93 | N | Electric Utility | NG | natural gas peaker | TRUE
1242 | Natural Gas Steam Turbine | ST | 90 | N | Electric Utility | NG | natural gas peaker | TRUE
1248 | Natural Gas Fired Combustion Turbine | GT | 56 | N | Electric Utility | NG | natural gas peaker | TRUE
1248 | Natural Gas Fired Combustion Turbine | GT | 52 | N | Electric Utility | NG | natural gas peaker | TRUE
1248 | Natural Gas Fired Combustion Turbine | GT | 57 | N | Electric Utility | NG | natural gas peaker | TRUE
1248 | Petroleum Liquids | GT | 71 | N | Electric Utility | DFO | petroleum | TRUE
1248 | Petroleum Liquids | IC | 3 | N | Electric Utility | DFO | petroleum | TRUE
1250 | Conventional Steam Coal | ST | 104 | N | Electric Utility | SUB | hard coal | TRUE
1250 | Conventional Steam Coal | ST | 370 | N | Electric Utility | SUB | hard coal | TRUE
1252 | Conventional Steam Coal | ST | 72 | N | Electric Utility | SUB | hard coal | TRUE
1258 | Natural Gas Internal Combustion Engine | IC | 4.1 | N | Electric Utility | NG | natural gas peaker | TRUE
1258 | Natural Gas Internal Combustion Engine | IC | 3 | N | Electric Utility | NG | natural gas peaker | TRUE
1258 | Natural Gas Internal Combustion Engine | IC | 4 | N | Electric Utility | NG | natural gas peaker | TRUE
1259 | Natural Gas Internal Combustion Engine | IC | 0.6 | N | Electric Utility | NG | natural gas peaker | TRUE
1259 | Natural Gas Internal Combustion Engine | IC | 0.7 | N | Electric Utility | NG | natural gas peaker | TRUE
1259 | Petroleum Liquids | IC | 1.1 | N | Electric Utility | DFO | petroleum | TRUE
1259 | Petroleum Liquids | IC | 1.8 | N | Electric Utility | DFO | petroleum | TRUE
1259 | Petroleum Liquids | IC | 0.7 | N | Electric Utility | DFO | petroleum | TRUE
1261 | Natural Gas Internal Combustion Engine | IC | 1.1 | N | Electric Utility | NG | natural gas peaker | TRUE
1261 | Petroleum Liquids | IC | 0.3 | N | Electric Utility | DFO | petroleum | TRUE
1261 | Natural Gas Internal Combustion Engine | IC | 1 | N | Electric Utility | NG | natural gas peaker | TRUE
1261 | Petroleum Liquids | IC | 0.7 | N | Electric Utility | DFO | petroleum | TRUE
1261 | Natural Gas Internal Combustion Engine | IC | 2.2 | N | Electric Utility | NG | natural gas peaker | TRUE
1261 | Natural Gas Internal Combustion Engine | IC | 2.2 | N | Electric Utility | NG | natural gas peaker | TRUE
1261 | Natural Gas Internal Combustion Engine | IC | 2 | N | Electric Utility | NG | natural gas peaker | TRUE
1262 | Petroleum Liquids | IC | 0.7 | N | Electric Utility | DFO | petroleum | TRUE
1262 | Petroleum Liquids | IC | 1.5 | N | Electric Utility | DFO | petroleum | TRUE
1262 | Petroleum Liquids | IC | 0.7 | N | Electric Utility | DFO | petroleum | TRUE
1262 | Petroleum Liquids | IC | 0.7 | N | Electric Utility | DFO | petroleum | TRUE
1263 | Petroleum Liquids | IC | 1 | N | Electric Utility | DFO | petroleum | TRUE
1263 | Petroleum Liquids | IC | 1.7 | N | Electric Utility | DFO | petroleum | TRUE
1263 | Petroleum Liquids | IC | 3.7 | N | Electric Utility | DFO | petroleum | TRUE
1263 | Petroleum Liquids | IC | 5.1 | N | Electric Utility | DFO | petroleum | TRUE
1263 | Petroleum Liquids | IC | 2.8 | N | Electric Utility | DFO | petroleum | TRUE
1264 | Petroleum Liquids | IC | 1.1 | N | Electric Utility | DFO | petroleum | TRUE
1264 | Petroleum Liquids | IC | 1.1 | N | Electric Utility | DFO | petroleum | TRUE
1264 | Petroleum Liquids | IC | 2 | N | Electric Utility | DFO | petroleum | TRUE
1264 | Petroleum Liquids | IC | 3 | N | Electric Utility | DFO | petroleum | TRUE
1264 | Petroleum Liquids | IC | 0.6 | N | Electric Utility | DFO | petroleum | TRUE
1264 | Petroleum Liquids | IC | 3.5 | N | Electric Utility | DFO | petroleum | TRUE
1264 | Petroleum Liquids | IC | 5.5 | N | Electric Utility | DFO | petroleum | TRUE
1265 | Natural Gas Internal Combustion Engine | IC | 1 | N | Electric Utility | NG | natural gas peaker | TRUE
1265 | Natural Gas Internal Combustion Engine | IC | 0.8 | N | Electric Utility | NG | natural gas peaker | TRUE
1265 | Natural Gas Internal Combustion Engine | IC | 1 | N | Electric Utility | NG | natural gas peaker | TRUE
1265 | Natural Gas Internal Combustion Engine | IC | 0.8 | N | Electric Utility | NG | natural gas peaker | TRUE
1266 | Petroleum Liquids | IC | 2 | N | Electric Utility | DFO | petroleum | TRUE
1266 | Natural Gas Internal Combustion Engine | IC | 1.3 | N | Electric Utility | NG | natural gas peaker | TRUE
1266 | Natural Gas Internal Combustion Engine | IC | 2.3 | N | Electric Utility | NG | natural gas peaker | TRUE
1266 | Natural Gas Internal Combustion Engine | IC | 1 | N | Electric Utility | NG | natural gas peaker | TRUE
1266 | Natural Gas Internal Combustion Engine | IC | 4.8 | N | Electric Utility | NG | natural gas peaker | TRUE
1268 | Natural Gas Fired Combustion Turbine | GT | 42 | N | Electric Utility | NG | natural gas peaker | TRUE
1268 | Natural Gas Internal Combustion Engine | IC | 2 | N | Electric Utility | NG | natural gas peaker | TRUE
1268 | Natural Gas Internal Combustion Engine | IC | 2 | N | Electric Utility | NG | natural gas peaker | TRUE
1270 | Natural Gas Steam Turbine | ST | 3 | N | Electric Utility | NG | natural gas peaker | TRUE
1270 | Natural Gas Steam Turbine | ST | 5 | N | Electric Utility | NG | natural gas peaker | TRUE
1270 | Natural Gas Internal Combustion Engine | IC | 0.9 | N | Electric Utility | NG | natural gas peaker | TRUE
1270 | Natural Gas Internal Combustion Engine | IC | 2 | N | Electric Utility | NG | natural gas peaker | TRUE
1270 | Natural Gas Internal Combustion Engine | IC | 5 | N | Electric Utility | NG | natural gas peaker | TRUE
1270 | Natural Gas Internal Combustion Engine | IC | 3.5 | N | Electric Utility | NG | natural gas peaker | TRUE
1270 | Natural Gas Internal Combustion Engine | IC | 3.5 | N | Electric Utility | NG | natural gas peaker | TRUE
1270 | Natural Gas Internal Combustion Engine | IC | 6.8 | N | Electric Utility | NG | natural gas peaker | TRUE
1271 | Petroleum Liquids | IC | 2 | N | Electric Utility | DFO | petroleum | TRUE
1271 | Petroleum Liquids | IC | 2 | N | Electric Utility | DFO | petroleum | TRUE
1271 | Natural Gas Steam Turbine | ST | 16 | N | Electric Utility | NG | natural gas peaker | TRUE
1271 | Natural Gas Steam Turbine | ST | 37 | N | Electric Utility | NG | natural gas peaker | TRUE
1272 | Petroleum Liquids | IC | 1.8 | N | Electric Utility | DFO | petroleum | TRUE
1272 | Petroleum Liquids | IC | 1.2 | N | Electric Utility | DFO | petroleum | TRUE
1272 | Petroleum Liquids | IC | 1 | N | Electric Utility | DFO | petroleum | TRUE
1272 | Petroleum Liquids | IC | 3.5 | N | Electric Utility | DFO | petroleum | TRUE
1272 | Petroleum Liquids | IC | 3.5 | N | Electric Utility | DFO | petroleum | TRUE
1272 | Petroleum Liquids | IC | 2.5 | N | Electric Utility | DFO | petroleum | TRUE
1274 | Petroleum Liquids | IC | 1.8 | N | Electric Utility | DFO | petroleum | TRUE
1274 | Petroleum Liquids | IC | 1.3 | N | Electric Utility | DFO | petroleum | TRUE
1274 | Petroleum Liquids | IC | 0.3 | N | Electric Utility | DFO | petroleum | TRUE
1274 | Petroleum Liquids | IC | 1 | N | Electric Utility | DFO | petroleum | TRUE
1274 | Petroleum Liquids | IC | 2.5 | N | Electric Utility | DFO | petroleum | TRUE
1276 | Petroleum Liquids | IC | 0.9 | N | Electric Utility | DFO | petroleum | TRUE
1276 | Petroleum Liquids | IC | 1 | N | Electric Utility | DFO | petroleum | TRUE
1276 | Petroleum Liquids | IC | 1 | N | Electric Utility | DFO | petroleum | TRUE
1276 | Petroleum Liquids | IC | 1 | N | Electric Utility | DFO | petroleum | TRUE
1278 | Petroleum Liquids | IC | 1.3 | N | Electric Utility | DFO | petroleum | TRUE
1278 | Petroleum Liquids | IC | 0.3 | N | Electric Utility | DFO | petroleum | TRUE
1278 | Petroleum Liquids | IC | 1.3 | N | Electric Utility | DFO | petroleum | TRUE
1278 | Petroleum Liquids | IC | 0.8 | N | Electric Utility | DFO | petroleum | TRUE
1278 | Petroleum Liquids | IC | 2.2 | N | Electric Utility | DFO | petroleum | TRUE
1278 | Petroleum Liquids | IC | 2.1 | N | Electric Utility | DFO | petroleum | TRUE
1278 | Petroleum Liquids | IC | 2.2 | N | Electric Utility | DFO | petroleum | TRUE
1279 | Natural Gas Internal Combustion Engine | IC | 1.1 | N | Electric Utility | NG | natural gas peaker | TRUE
1279 | Natural Gas Internal Combustion Engine | IC | 1.8 | N | Electric Utility | NG | natural gas peaker | TRUE
1279 | Natural Gas Internal Combustion Engine | IC | 3.2 | N | Electric Utility | NG | natural gas peaker | TRUE
1279 | Natural Gas Internal Combustion Engine | IC | 3.4 | N | Electric Utility | NG | natural gas peaker | TRUE
1280 | Natural Gas Internal Combustion Engine | IC | 1.8 | N | Electric Utility | NG | natural gas peaker | TRUE
1280 | Natural Gas Internal Combustion Engine | IC | 3.5 | N | Electric Utility | NG | natural gas peaker | TRUE
1280 | Natural Gas Internal Combustion Engine | IC | 0.8 | N | Electric Utility | NG | natural gas peaker | TRUE
1280 | Natural Gas Internal Combustion Engine | IC | 1.1 | N | Electric Utility | NG | natural gas peaker | TRUE
1280 | Petroleum Liquids | IC | 0.7 | N | Electric Utility | DFO | petroleum | TRUE
1280 | Natural Gas Internal Combustion Engine | IC | 1.8 | N | Electric Utility | NG | natural gas peaker | TRUE
1280 | Natural Gas Internal Combustion Engine | IC | 1.8 | N | Electric Utility | NG | natural gas peaker | TRUE
1280 | Natural Gas Internal Combustion Engine | IC | 4.6 | N | Electric Utility | NG | natural gas peaker | TRUE
1283 | Petroleum Liquids | IC | 1.5 | N | Electric Utility | DFO | petroleum | TRUE
1285 | Natural Gas Internal Combustion Engine | IC | 1.1 | N | Electric Utility | NG | natural gas peaker | TRUE
1285 | Natural Gas Internal Combustion Engine | IC | 1.1 | N | Electric Utility | NG | natural gas peaker | TRUE
1285 | Natural Gas Internal Combustion Engine | IC | 0.6 | N | Electric Utility | NG | natural gas peaker | TRUE
1285 | Natural Gas Internal Combustion Engine | IC | 1 | N | Electric Utility | NG | natural gas peaker | TRUE
1285 | Natural Gas Internal Combustion Engine | IC | 1.2 | N | Electric Utility | NG | natural gas peaker | TRUE
1285 | Natural Gas Internal Combustion Engine | IC | 1.2 | N | Electric Utility | NG | natural gas peaker | TRUE
1286 | Petroleum Liquids | IC | 1.1 | N | Electric Utility | DFO | petroleum | TRUE
1286 | Natural Gas Internal Combustion Engine | IC | 2 | N | Electric Utility | NG | natural gas peaker | TRUE
1286 | Natural Gas Internal Combustion Engine | IC | 4 | N | Electric Utility | NG | natural gas peaker | TRUE
1286 | Natural Gas Internal Combustion Engine | IC | 7 | N | Electric Utility | NG | natural gas peaker | TRUE
1287 | Petroleum Liquids | IC | 1.8 | N | Electric Utility | DFO | petroleum | TRUE
1287 | Petroleum Liquids | IC | 2.2 | N | Electric Utility | DFO | petroleum | TRUE
1287 | Natural Gas Internal Combustion Engine | IC | 3 | N | Electric Utility | NG | natural gas peaker | TRUE
1287 | Natural Gas Internal Combustion Engine | IC | 3 | N | Electric Utility | NG | natural gas peaker | TRUE
1287 | Petroleum Liquids | IC | 1.4 | N | Electric Utility | DFO | petroleum | TRUE
1287 | Petroleum Liquids | IC | 2.4 | N | Electric Utility | DFO | petroleum | TRUE
1287 | Petroleum Liquids | IC | 3.8 | N | Electric Utility | DFO | petroleum | TRUE
1287 | Petroleum Liquids | IC | 1.8 | N | Electric Utility | DFO | petroleum | TRUE
1291 | Natural Gas Internal Combustion Engine | IC | 5 | N | Electric Utility | NG | natural gas peaker | TRUE
1291 | Petroleum Liquids | IC | 2.9 | N | Electric Utility | DFO | petroleum | TRUE
1291 | Natural Gas Internal Combustion Engine | IC | 5 | N | Electric Utility | NG | natural gas peaker | TRUE
1291 | Petroleum Liquids | IC | 2.9 | N | Electric Utility | DFO | petroleum | TRUE
1291 | Petroleum Liquids | IC | 2.9 | N | Electric Utility | DFO | petroleum | TRUE
1291 | Petroleum Liquids | IC | 2.9 | N | Electric Utility | DFO | petroleum | TRUE
1291 | Petroleum Liquids | IC | 2.9 | N | Electric Utility | DFO | petroleum | TRUE
1292 | Petroleum Liquids | IC | 2.5 | N | Electric Utility | DFO | petroleum | TRUE
1294 | Natural Gas Steam Turbine | ST | 41.9 | N | Electric Utility | NG | natural gas peaker | TRUE
1294 | Natural Gas Steam Turbine | ST | 41.9 | N | Electric Utility | NG | natural gas peaker | TRUE
1294 | Natural Gas Steam Turbine | ST | 56.5 | N | Electric Utility | NG | natural gas peaker | TRUE
1295 | Natural Gas Fired Combustion Turbine | GT | 13 | N | Electric Utility | NG | natural gas peaker | TRUE
1295 | Petroleum Liquids | GT | 56 | N | Electric Utility | DFO | petroleum | TRUE
1295 | Petroleum Liquids | GT | 46 | N | Electric Utility | DFO | petroleum | TRUE
1295 | Natural Gas Steam Turbine | ST | 72 | N | Electric Utility | NG | natural gas peaker | TRUE
1295 | Natural Gas Steam Turbine | ST | 85 | N | Electric Utility | NG | natural gas peaker | TRUE
1296 | Natural Gas Internal Combustion Engine | IC | 1.9 | N | Electric Utility | NG | natural gas peaker | TRUE
1296 | Natural Gas Internal Combustion Engine | IC | 1.9 | N | Electric Utility | NG | natural gas peaker | TRUE
1296 | Natural Gas Internal Combustion Engine | IC | 3.4 | N | Electric Utility | NG | natural gas peaker | TRUE
1296 | Natural Gas Internal Combustion Engine | IC | 2.1 | N | Electric Utility | NG | natural gas peaker | TRUE
1296 | Natural Gas Internal Combustion Engine | IC | 2.4 | N | Electric Utility | NG | natural gas peaker | TRUE
1296 | Natural Gas Internal Combustion Engine | IC | 6.3 | N | Electric Utility | NG | natural gas peaker | TRUE
1297 | Petroleum Liquids | IC | 0.7 | N | Electric Utility | DFO | petroleum | TRUE
1297 | Petroleum Liquids | IC | 0.9 | N | Electric Utility | DFO | petroleum | TRUE
1297 | Petroleum Liquids | IC | 1.5 | N | Electric Utility | DFO | petroleum | TRUE
1297 | Petroleum Liquids | IC | 1.5 | N | Electric Utility | DFO | petroleum | TRUE
1299 | Petroleum Liquids | IC | 2 | N | Electric Utility | DFO | petroleum | TRUE
1299 | Petroleum Liquids | IC | 2 | N | Electric Utility | DFO | petroleum | TRUE
1299 | Petroleum Liquids | IC | 2 | N | Electric Utility | DFO | petroleum | TRUE
1299 | Petroleum Liquids | IC | 2 | N | Electric Utility | DFO | petroleum | TRUE
1299 | Petroleum Liquids | IC | 2 | N | Electric Utility | DFO | petroleum | TRUE
1299 | Petroleum Liquids | IC | 6 | N | Electric Utility | DFO | petroleum | TRUE
1300 | Natural Gas Internal Combustion Engine | IC | 1.1 | N | Electric Utility | NG | natural gas peaker | TRUE
1300 | Natural Gas Internal Combustion Engine | IC | 1.1 | N | Electric Utility | NG | natural gas peaker | TRUE
1300 | Natural Gas Internal Combustion Engine | IC | 0.6 | N | Electric Utility | NG | natural gas peaker | TRUE
1300 | Natural Gas Internal Combustion Engine | IC | 1.1 | N | Electric Utility | NG | natural gas peaker | TRUE
1300 | Natural Gas Internal Combustion Engine | IC | 2.2 | N | Electric Utility | NG | natural gas peaker | TRUE
1300 | Natural Gas Internal Combustion Engine | IC | 3 | N | Electric Utility | NG | natural gas peaker | TRUE
1305 | Natural Gas Fired Combustion Turbine | GT | 52 | N | Electric Utility | NG | natural gas peaker | TRUE
1305 | Petroleum Liquids | GT | 52.1 | N | Electric Utility | DFO | petroleum | TRUE
1305 | Natural Gas Fired Combustion Turbine | GT | 52 | N | Electric Utility | NG | natural gas peaker | TRUE
1306 | Natural Gas Internal Combustion Engine | IC | 0.8 | N | Electric Utility | NG | natural gas peaker | TRUE
1306 | Natural Gas Internal Combustion Engine | IC | 1.1 | N | Electric Utility | NG | natural gas peaker | TRUE
1306 | Natural Gas Internal Combustion Engine | IC | 1.3 | N | Electric Utility | NG | natural gas peaker | TRUE
1306 | Petroleum Liquids | IC | 1.7 | N | Electric Utility | DFO | petroleum | TRUE
1306 | Natural Gas Internal Combustion Engine | IC | 1.9 | N | Electric Utility | NG | natural gas peaker | TRUE
1307 | Natural Gas Internal Combustion Engine | IC | 1.2 | N | Electric Utility | NG | natural gas peaker | TRUE
1307 | Natural Gas Internal Combustion Engine | IC | 0.5 | N | Electric Utility | NG | natural gas peaker | TRUE
1307 | Natural Gas Internal Combustion Engine | IC | 1.8 | N | Electric Utility | NG | natural gas peaker | TRUE
1307 | Natural Gas Internal Combustion Engine | IC | 2.7 | N | Electric Utility | NG | natural gas peaker | TRUE
1307 | Petroleum Liquids | IC | 1.8 | N | Electric Utility | DFO | petroleum | TRUE
1308 | Petroleum Liquids | IC | 0.2 | N | Electric Utility | DFO | petroleum | TRUE
1308 | Petroleum Liquids | IC | 0.2 | N | Electric Utility | DFO | petroleum | TRUE
1308 | Natural Gas Internal Combustion Engine | IC | 1.2 | N | Electric Utility | NG | natural gas peaker | TRUE
1308 | Natural Gas Internal Combustion Engine | IC | 1.2 | N | Electric Utility | NG | natural gas peaker | TRUE
1308 | Petroleum Liquids | IC | 0.6 | N | Electric Utility | DFO | petroleum | TRUE
1308 | Natural Gas Internal Combustion Engine | IC | 1.9 | N | Electric Utility | NG | natural gas peaker | TRUE
1308 | Petroleum Liquids | IC | 0.6 | N | Electric Utility | DFO | petroleum | TRUE
1308 | Petroleum Liquids | IC | 0.5 | N | Electric Utility | DFO | petroleum | TRUE
1312 | Natural Gas Internal Combustion Engine | IC | 0.9 | N | Electric Utility | NG | natural gas peaker | TRUE
1312 | Natural Gas Internal Combustion Engine | IC | 0.6 | N | Electric Utility | NG | natural gas peaker | TRUE
1312 | Natural Gas Internal Combustion Engine | IC | 1.2 | N | Electric Utility | NG | natural gas peaker | TRUE
1312 | Natural Gas Internal Combustion Engine | IC | 1.3 | N | Electric Utility | NG | natural gas peaker | TRUE
1312 | Natural Gas Internal Combustion Engine | IC | 1.2 | N | Electric Utility | NG | natural gas peaker | TRUE
1313 | Natural Gas Internal Combustion Engine | IC | 0.9 | N | Electric Utility | NG | natural gas peaker | TRUE
1313 | Petroleum Liquids | IC | 0.7 | N | Electric Utility | DFO | petroleum | TRUE
1313 | Natural Gas Internal Combustion Engine | IC | 1.1 | N | Electric Utility | NG | natural gas peaker | TRUE
1313 | Natural Gas Internal Combustion Engine | IC | 1.9 | N | Electric Utility | NG | natural gas peaker | TRUE
1313 | Natural Gas Internal Combustion Engine | IC | 1.9 | N | Electric Utility | NG | natural gas peaker | TRUE
1313 | Natural Gas Internal Combustion Engine | IC | 1.5 | N | Electric Utility | NG | natural gas peaker | TRUE
1313 | Petroleum Liquids | IC | 0.7 | N | Electric Utility | DFO | petroleum | TRUE
1313 | Natural Gas Internal Combustion Engine | IC | 1.9 | N | Electric Utility | NG | natural gas peaker | TRUE
1313 | Natural Gas Internal Combustion Engine | IC | 0.9 | N | Electric Utility | NG | natural gas peaker | TRUE
1314 | Petroleum Liquids | IC | 1.8 | N | Electric Utility | DFO | petroleum | TRUE
1314 | Petroleum Liquids | IC | 1 | N | Electric Utility | DFO | petroleum | TRUE
1314 | Petroleum Liquids | IC | 2.8 | N | Electric Utility | DFO | petroleum | TRUE
1315 | Petroleum Liquids | IC | 1.8 | N | Electric Utility | DFO | petroleum | TRUE
1315 | Petroleum Liquids | IC | 1.8 | N | Electric Utility | DFO | petroleum | TRUE
1315 | Petroleum Liquids | IC | 0.7 | N | Electric Utility | DFO | petroleum | TRUE
1315 | Natural Gas Internal Combustion Engine | IC | 0.5 | N | Electric Utility | NG | natural gas peaker | TRUE
1315 | Natural Gas Internal Combustion Engine | IC | 0.5 | N | Electric Utility | NG | natural gas peaker | TRUE
1315 | Natural Gas Internal Combustion Engine | IC | 0.7 | N | Electric Utility | NG | natural gas peaker | TRUE
1316 | Natural Gas Fired Combustion Turbine | GT | 8 | N | Electric Utility | NG | natural gas peaker | TRUE
1316 | Natural Gas Internal Combustion Engine | IC | 3.2 | N | Electric Utility | NG | natural gas peaker | TRUE
1316 | Natural Gas Internal Combustion Engine | IC | 3 | N | Electric Utility | NG | natural gas peaker | TRUE
1316 | Natural Gas Internal Combustion Engine | IC | 5.9 | N | Electric Utility | NG | natural gas peaker | TRUE
1316 | Natural Gas Internal Combustion Engine | IC | 5.9 | N | Electric Utility | NG | natural gas peaker | TRUE
1317 | Natural Gas Steam Turbine | ST | 13 | N | Electric Utility | NG | natural gas peaker | TRUE
1317 | Petroleum Liquids | IC | 1.5 | N | Electric Utility | DFO | petroleum | TRUE
1319 | Natural Gas Internal Combustion Engine | IC | 3.2 | N | Electric Utility | NG | natural gas peaker | TRUE
1319 | Natural Gas Internal Combustion Engine | IC | 3.2 | N | Electric Utility | NG | natural gas peaker | TRUE
1319 | Natural Gas Internal Combustion Engine | IC | 3 | N | Electric Utility | NG | natural gas peaker | TRUE
1319 | Petroleum Liquids | IC | 2.5 | N | Electric Utility | DFO | petroleum | TRUE
1319 | Petroleum Liquids | IC | 2.5 | N | Electric Utility | DFO | petroleum | TRUE
1320 | Petroleum Liquids | IC | 2.7 | N | Electric Utility | DFO | petroleum | TRUE
1320 | Natural Gas Internal Combustion Engine | IC | 4.1 | N | Electric Utility | NG | natural gas peaker | TRUE
1320 | Petroleum Liquids | IC | 1.2 | N | Electric Utility | DFO | petroleum | TRUE
1320 | Petroleum Liquids | IC | 0.6 | N | Electric Utility | DFO | petroleum | TRUE
1320 | Petroleum Liquids | IC | 0.7 | N | Electric Utility | DFO | petroleum | TRUE
1320 | Petroleum Liquids | IC | 1.2 | N | Electric Utility | DFO | petroleum | TRUE
1320 | Petroleum Liquids | IC | 1.2 | N | Electric Utility | DFO | petroleum | TRUE
1320 | Petroleum Liquids | IC | 1.8 | N | Electric Utility | DFO | petroleum | TRUE
1320 | Petroleum Liquids | IC | 2.1 | N | Electric Utility | DFO | petroleum | TRUE
1320 | Petroleum Liquids | IC | 2.1 | N | Electric Utility | DFO | petroleum | TRUE
1320 | Petroleum Liquids | IC | 1 | N | Electric Utility | DFO | petroleum | TRUE
1321 | Petroleum Liquids | IC | 1.5 | N | Electric Utility | DFO | petroleum | TRUE
1321 | Petroleum Liquids | IC | 0.8 | N | Electric Utility | DFO | petroleum | TRUE
1321 | Petroleum Liquids | IC | 2.7 | N | Electric Utility | DFO | petroleum | TRUE
1321 | Petroleum Liquids | IC | 0.9 | N | Electric Utility | DFO | petroleum | TRUE
1322 | Petroleum Liquids | IC | 1.3 | N | Electric Utility | DFO | petroleum | TRUE
1322 | Petroleum Liquids | IC | 1.7 | N | Electric Utility | DFO | petroleum | TRUE
1322 | Petroleum Liquids | IC | 2 | N | Electric Utility | DFO | petroleum | TRUE
1324 | Natural Gas Internal Combustion Engine | IC | 0.9 | N | Electric Utility | NG | natural gas peaker | TRUE
1324 | Natural Gas Internal Combustion Engine | IC | 1 | N | Electric Utility | NG | natural gas peaker | TRUE
1324 | Natural Gas Internal Combustion Engine | IC | 0.4 | N | Electric Utility | NG | natural gas peaker | TRUE
1324 | Natural Gas Internal Combustion Engine | IC | 0.6 | N | Electric Utility | NG | natural gas peaker | TRUE
1325 | Petroleum Liquids | IC | 1.4 | N | Electric Utility | DFO | petroleum | TRUE
1325 | Petroleum Liquids | IC | 1.1 | N | Electric Utility | DFO | petroleum | TRUE
1326 | Petroleum Liquids | IC | 1.3 | N | Electric Utility | DFO | petroleum | TRUE
1326 | Petroleum Liquids | IC | 0.4 | N | Electric Utility | DFO | petroleum | TRUE
1326 | Petroleum Liquids | IC | 2.2 | N | Electric Utility | DFO | petroleum | TRUE
1326 | Petroleum Liquids | IC | 0.8 | N | Electric Utility | DFO | petroleum | TRUE
1326 | Petroleum Liquids | IC | 1.2 | N | Electric Utility | DFO | petroleum | TRUE
1326 | Petroleum Liquids | IC | 1.2 | N | Electric Utility | DFO | petroleum | TRUE
1326 | Petroleum Liquids | IC | 1.2 | N | Electric Utility | DFO | petroleum | TRUE
1327 | Natural Gas Internal Combustion Engine | IC | 1 | N | Electric Utility | NG | natural gas peaker | TRUE
1327 | Natural Gas Internal Combustion Engine | IC | 1 | N | Electric Utility | NG | natural gas peaker | TRUE
1327 | Natural Gas Internal Combustion Engine | IC | 1.7 | N | Electric Utility | NG | natural gas peaker | TRUE
1327 | Natural Gas Internal Combustion Engine | IC | 0.5 | N | Electric Utility | NG | natural gas peaker | TRUE
1327 | Natural Gas Internal Combustion Engine | IC | 1.2 | N | Electric Utility | NG | natural gas peaker | TRUE
1328 | Natural Gas Internal Combustion Engine | IC | 1.3 | N | Electric Utility | NG | natural gas peaker | TRUE
1328 | Natural Gas Internal Combustion Engine | IC | 1.3 | N | Electric Utility | NG | natural gas peaker | TRUE
1328 | Natural Gas Internal Combustion Engine | IC | 1.1 | N | Electric Utility | NG | natural gas peaker | TRUE
1328 | Natural Gas Internal Combustion Engine | IC | 1.8 | N | Electric Utility | NG | natural gas peaker | TRUE
1328 | Natural Gas Internal Combustion Engine | IC | 2.2 | N | Electric Utility | NG | natural gas peaker | TRUE
1328 | Natural Gas Internal Combustion Engine | IC | 1.3 | N | Electric Utility | NG | natural gas peaker | TRUE
1328 | Natural Gas Internal Combustion Engine | IC | 1.3 | N | Electric Utility | NG | natural gas peaker | TRUE
1328 | Natural Gas Internal Combustion Engine | IC | 1.3 | N | Electric Utility | NG | natural gas peaker | TRUE
1329 | Petroleum Liquids | IC | 1 | N | Electric Utility | DFO | petroleum | TRUE
1329 | Petroleum Liquids | IC | 0.8 | N | Electric Utility | DFO | petroleum | TRUE
1329 | Petroleum Liquids | IC | 0.7 | N | Electric Utility | DFO | petroleum | TRUE
1329 | Petroleum Liquids | IC | 0.4 | N | Electric Utility | DFO | petroleum | TRUE
1329 | Petroleum Liquids | IC | 1.3 | N | Electric Utility | DFO | petroleum | TRUE
1329 | Petroleum Liquids | IC | 0.9 | N | Electric Utility | DFO | petroleum | TRUE
1329 | Petroleum Liquids | IC | 2.3 | N | Electric Utility | DFO | petroleum | TRUE
1330 | Natural Gas Steam Turbine | ST | 19.5 | N | Electric Utility | NG | natural gas peaker | TRUE
1330 | Petroleum Liquids | IC | 2 | N | Electric Utility | DFO | petroleum | TRUE
1330 | Petroleum Liquids | IC | 2 | N | Electric Utility | DFO | petroleum | TRUE
1332 | Natural Gas Fired Combustion Turbine | GT | 11.1 | N | Electric Utility | NG | natural gas peaker | TRUE
1336 | Natural Gas Steam Turbine | ST | 96.4 | N | Electric Utility | NG | natural gas peaker | TRUE
1336 | Natural Gas Fired Combustion Turbine | GT | 12.8 | N | Electric Utility | NG | natural gas peaker | TRUE
1336 | Natural Gas Fired Combustion Turbine | GT | 49.7 | N | Electric Utility | NG | natural gas peaker | TRUE
1336 | Natural Gas Fired Combustion Turbine | GT | 48.4 | N | Electric Utility | NG | natural gas peaker | TRUE
1353 | Conventional Steam Coal | ST | 260 | N | Electric Utility | BIT | hard coal | TRUE
1354 | Conventional Hydroelectric | HY | 10.5 | N | Electric Utility | WAT | hydro | TRUE
1354 | Conventional Hydroelectric | HY | 10.5 | N | Electric Utility | WAT | hydro | TRUE
1354 | Conventional Hydroelectric | HY | 10.5 | N | Electric Utility | WAT | hydro | TRUE
1355 | Conventional Steam Coal | ST | 106 | N | Electric Utility | BIT | hard coal | TRUE
1355 | Natural Gas Fired Combustion Turbine | GT | 121 | N | Electric Utility | NG | natural gas peaker | TRUE
1355 | Natural Gas Fired Combustion Turbine | GT | 121 | N | Electric Utility | NG | natural gas peaker | TRUE
1355 | Conventional Steam Coal | ST | 166 | N | Electric Utility | BIT | hard coal | TRUE
1355 | Conventional Steam Coal | ST | 410 | N | Electric Utility | BIT | hard coal | TRUE
1355 | Natural Gas Fired Combustion Turbine | GT | 130 | N | Electric Utility | NG | natural gas peaker | TRUE
1355 | Natural Gas Fired Combustion Turbine | GT | 146 | N | Electric Utility | NG | natural gas peaker | TRUE
1355 | Natural Gas Fired Combustion Turbine | GT | 146 | N | Electric Utility | NG | natural gas peaker | TRUE
1355 | Natural Gas Fired Combustion Turbine | GT | 121 | N | Electric Utility | NG | natural gas peaker | TRUE
1355 | Natural Gas Fired Combustion Turbine | GT | 121 | N | Electric Utility | NG | natural gas peaker | TRUE
1356 | Conventional Steam Coal | ST | 474 | N | Electric Utility | BIT | hard coal | TRUE
1356 | Conventional Steam Coal | ST | 495 | N | Electric Utility | BIT | hard coal | TRUE
1356 | Conventional Steam Coal | ST | 485 | N | Electric Utility | BIT | hard coal | TRUE
1356 | Conventional Steam Coal | ST | 465 | N | Electric Utility | BIT | hard coal | TRUE
1358 | Natural Gas Fired Combustion Turbine | GT | 12 | N | Electric Utility | NG | natural gas peaker | TRUE
1358 | Natural Gas Fired Combustion Turbine | GT | 12 | N | Electric Utility | NG | natural gas peaker | TRUE
1359 | Conventional Hydroelectric | HY | 0.7 | N | IPP Non-CHP | WAT | hydro | TRUE
1359 | Conventional Hydroelectric | HY | 0.9 | N | IPP Non-CHP | WAT | hydro | TRUE
1359 | Conventional Hydroelectric | HY | 0.7 | N | IPP Non-CHP | WAT | hydro | TRUE
1363 | Natural Gas Fired Combustion Turbine | GT | 14 | N | Electric Utility | NG | natural gas peaker | TRUE
1363 | Natural Gas Fired Combined Cycle | CT | 210.7 | N | Electric Utility | NG | natural gas nonpeaker | TRUE
1363 | Natural Gas Fired Combined Cycle | CT | 210.2 | N | Electric Utility | NG | natural gas nonpeaker | TRUE
1363 | Natural Gas Fired Combined Cycle | CA | 242.4 | N | Electric Utility | NG | natural gas nonpeaker | TRUE
1364 | Conventional Steam Coal | ST | 300 | N | Electric Utility | BIT | hard coal | TRUE
1364 | Conventional Steam Coal | ST | 297 | N | Electric Utility | BIT | hard coal | TRUE
1364 | Conventional Steam Coal | ST | 391 | N | Electric Utility | BIT | hard coal | TRUE
1364 | Conventional Steam Coal | ST | 477 | N | Electric Utility | BIT | hard coal | TRUE
1365 | Conventional Hydroelectric | HY | 8 | N | Electric Utility | WAT | hydro | TRUE
1365 | Conventional Hydroelectric | HY | 8 | N | Electric Utility | WAT | hydro | TRUE
1365 | Conventional Hydroelectric | HY | 8 | N | Electric Utility | WAT | hydro | TRUE
1365 | Conventional Hydroelectric | HY | 6 | N | Electric Utility | WAT | hydro | TRUE
1365 | Conventional Hydroelectric | HY | 8 | N | Electric Utility | WAT | hydro | TRUE
1365 | Conventional Hydroelectric | HY | 8 | N | Electric Utility | WAT | hydro | TRUE
1365 | Conventional Hydroelectric | HY | 8 | N | Electric Utility | WAT | hydro | TRUE
1365 | Conventional Hydroelectric | HY | 6 | N | Electric Utility | WAT | hydro | TRUE
1366 | Natural Gas Fired Combustion Turbine | GT | 12 | N | Electric Utility | NG | natural gas peaker | TRUE
1366 | Natural Gas Fired Combustion Turbine | GT | 23 | N | Electric Utility | NG | natural gas peaker | TRUE
1366 | Natural Gas Fired Combustion Turbine | GT | 147 | N | Electric Utility | NG | natural gas peaker | TRUE
1368 | Natural Gas Fired Combustion Turbine | GT | 14 | N | Electric Utility | NG | natural gas peaker | TRUE
1371 | Conventional Hydroelectric | HY | 37 | N | Electric Utility | WAT | hydro | TRUE
1371 | Conventional Hydroelectric | HY | 37 | N | Electric Utility | WAT | hydro | TRUE
1371 | Conventional Hydroelectric | HY | 37 | N | Electric Utility | WAT | hydro | TRUE
1371 | Conventional Hydroelectric | HY | 37 | N | Electric Utility | WAT | hydro | TRUE
1374 | Conventional Steam Coal | ST | 138 | N | Electric Utility | BIT | hard coal | TRUE
1374 | Conventional Steam Coal | ST | 260.7 | N | Electric Utility | BIT | hard coal | TRUE
1376 | Petroleum Liquids | IC | 1.4 | N | Electric Utility | DFO | petroleum | TRUE
1376 | Petroleum Liquids | IC | 1.4 | N | Electric Utility | DFO | petroleum | TRUE
1376 | Petroleum Liquids | IC | 0.8 | N | Electric Utility | DFO | petroleum | TRUE
1376 | Petroleum Liquids | IC | 1.1 | N | Electric Utility | DFO | petroleum | TRUE
1376 | Petroleum Liquids | IC | 1.2 | N | Electric Utility | DFO | petroleum | TRUE
1376 | Petroleum Liquids | IC | 3 | N | Electric Utility | DFO | petroleum | TRUE
1376 | Petroleum Liquids | IC | 3 | N | Electric Utility | DFO | petroleum | TRUE
1377 | Conventional Hydroelectric | HY | 44 | N | Electric Utility | WAT | hydro | TRUE
1377 | Conventional Hydroelectric | HY | 45.4 | N | Electric Utility | WAT | hydro | TRUE
1377 | Conventional Hydroelectric | HY | 44.9 | N | Electric Utility | WAT | hydro | TRUE
1377 | Conventional Hydroelectric | HY | 43.1 | N | Electric Utility | WAT | hydro | TRUE
1377 | Conventional Hydroelectric | HY | 45.1 | N | Electric Utility | WAT | hydro | TRUE
1378 | Conventional Steam Coal | ST | 628 | N | Electric Utility | BIT | hard coal | TRUE
1378 | Conventional Steam Coal | ST | 602 | N | Electric Utility | BIT | hard coal | TRUE
1378 | Conventional Steam Coal | ST | 971 | N | Electric Utility | SUB | hard coal | TRUE
1379 | Conventional Steam Coal | ST | 134 | N | Electric Utility | SUB | hard coal | TRUE
1379 | Conventional Steam Coal | ST | 134 | N | Electric Utility | SUB | hard coal | TRUE
1379 | Conventional Steam Coal | ST | 134 | N | Electric Utility | SUB | hard coal | TRUE
1379 | Conventional Steam Coal | ST | 134 | N | Electric Utility | SUB | hard coal | TRUE
1379 | Conventional Steam Coal | ST | 134 | N | Electric Utility | SUB | hard coal | TRUE
1379 | Conventional Steam Coal | ST | 134 | N | Electric Utility | SUB | hard coal | TRUE
1379 | Conventional Steam Coal | ST | 134 | N | Electric Utility | SUB | hard coal | TRUE
1379 | Conventional Steam Coal | ST | 134 | N | Electric Utility | SUB | hard coal | TRUE
1379 | Conventional Steam Coal | ST | 134 | N | Electric Utility | SUB | hard coal | TRUE
1380 | Conventional Hydroelectric | HY | 52 | N | Electric Utility | WAT | hydro | TRUE
1380 | Conventional Hydroelectric | HY | 52 | N | Electric Utility | WAT | hydro | TRUE
1380 | Conventional Hydroelectric | HY | 52 | N | Electric Utility | WAT | hydro | TRUE
1380 | Conventional Hydroelectric | HY | 52 | N | Electric Utility | WAT | hydro | TRUE
1380 | Conventional Hydroelectric | HY | 52 | N | Electric Utility | WAT | hydro | TRUE
1380 | Conventional Hydroelectric | HY | 52 | N | Electric Utility | WAT | hydro | TRUE
1381 | Conventional Steam Coal | ST | 150 | N | Electric Utility | BIT | hard coal | TRUE
1381 | Conventional Steam Coal | ST | 138 | N | Electric Utility | BIT | hard coal | TRUE
1381 | Conventional Steam Coal | ST | 155 | N | Electric Utility | BIT | hard coal | TRUE
1382 | Conventional Steam Coal | ST | 153 | N | Electric Utility | BIT | hard coal | TRUE
1382 | Conventional Steam Coal | ST | 159 | N | Electric Utility | BIT | hard coal | TRUE
1383 | Petroleum Liquids | ST | 65 | N | Electric Utility | DFO | petroleum | TRUE
1383 | Natural Gas Fired Combustion Turbine | GT | 58 | N | Electric Utility | NG | natural gas peaker | TRUE
1384 | Conventional Steam Coal | ST | 116 | N | Electric Utility | BIT | hard coal | TRUE
1384 | Conventional Steam Coal | ST | 225 | N | Electric Utility | BIT | hard coal | TRUE
1385 | Conventional Steam Coal | ST | 74 | N | Electric Utility | BIT | hard coal | TRUE
1385 | Conventional Steam Coal | ST | 75 | N | Electric Utility | BIT | hard coal | TRUE
1391 | Other Gases | ST | 18 | Y | Industrial CHP | OG | other | FALSE
1391 | Other Gases | ST | 55 | Y | Industrial CHP | OG | other | FALSE
1391 | Other Gases | ST | 55 | Y | Industrial CHP | OG | other | FALSE
1391 | Other Gases | GT | 100 | Y | Industrial CHP | OG | other | FALSE
1391 | Other Gases | GT | 154.4 | Y | Industrial CHP | OG | other | FALSE
1392 | Natural Gas Steam Turbine | ST | 40 | N | Electric Utility | NG | natural gas peaker | TRUE
1392 | Natural Gas Steam Turbine | ST | 40 | N | Electric Utility | NG | natural gas peaker | TRUE
1392 | Natural Gas Steam Turbine | ST | 58 | N | Electric Utility | NG | natural gas peaker | TRUE
1393 | Petroleum Coke | ST | 104.4 | Y | Electric Utility | PC | petroleum | TRUE
1393 | Petroleum Coke | ST | 99.8 | Y | Electric Utility | PC | petroleum | TRUE
1393 | Natural Gas Steam Turbine | ST | 146 | N | Electric Utility | NG | natural gas peaker | TRUE
1393 | Natural Gas Steam Turbine | ST | 424.7 | N | Electric Utility | NG | natural gas peaker | TRUE
1393 | Conventional Steam Coal | ST | 550 | N | Electric Utility | SUB | hard coal | TRUE
1394 | Natural Gas Steam Turbine | ST | 152 | N | Electric Utility | NG | natural gas peaker | TRUE
1394 | Natural Gas Steam Turbine | ST | 180 | N | Electric Utility | NG | natural gas peaker | TRUE
1394 | Natural Gas Steam Turbine | ST | 450 | N | Electric Utility | NG | natural gas peaker | TRUE
1394 | Natural Gas Steam Turbine | ST | 482 | N | Electric Utility | NG | natural gas peaker | TRUE
1394 | Natural Gas Steam Turbine | ST | 485 | N | Electric Utility | NG | natural gas peaker | TRUE
1396 | Natural Gas Fired Combined Cycle | CA | 92.4 | N | Electric Utility | NG | natural gas nonpeaker | TRUE
1396 | Natural Gas Fired Combined Cycle | CA | 183.1 | N | Electric Utility | NG | natural gas nonpeaker | TRUE
1396 | Natural Gas Fired Combined Cycle | CT | 150 | N | Electric Utility | NG | natural gas nonpeaker | TRUE
1396 | Natural Gas Fired Combined Cycle | CT | 148.8 | N | Electric Utility | NG | natural gas nonpeaker | TRUE
1396 | Natural Gas Fired Combined Cycle | CT | 148.8 | N | Electric Utility | NG | natural gas nonpeaker | TRUE
1400 | Natural Gas Steam Turbine | ST | 15 | N | Electric Utility | NG | natural gas peaker | TRUE
1400 | Natural Gas Steam Turbine | ST | 328 | N | Electric Utility | NG | natural gas peaker | TRUE
1400 | Natural Gas Fired Combustion Turbine | GT | 34.5 | N | Electric Utility | NG | natural gas peaker | TRUE
1401 | Natural Gas Fired Combustion Turbine | GT | 12 | N | Electric Utility | NG | natural gas peaker | TRUE
1402 | Natural Gas Steam Turbine | ST | 410.7 | N | Electric Utility | NG | natural gas peaker | TRUE
1402 | Natural Gas Steam Turbine | ST | 519.7 | N | Electric Utility | NG | natural gas peaker | TRUE
1403 | Natural Gas Steam Turbine | ST | 100.4 | N | Electric Utility | NG | natural gas peaker | TRUE
1403 | Natural Gas Steam Turbine | ST | 736.9 | N | Electric Utility | NG | natural gas peaker | TRUE
1403 | Natural Gas Steam Turbine | ST | 659.1 | N | Electric Utility | NG | natural gas peaker | TRUE
1403 | Natural Gas Fired Combined Cycle | CT | 158 | N | Electric Utility | NG | natural gas nonpeaker | TRUE
1403 | Natural Gas Fired Combined Cycle | CT | 157.6 | N | Electric Utility | NG | natural gas nonpeaker | TRUE
1403 | Natural Gas Fired Combined Cycle | CA | 244 | N | Electric Utility | NG | natural gas nonpeaker | TRUE
1404 | Natural Gas Fired Combined Cycle | CT | 45.8 | N | Electric Utility | NG | natural gas nonpeaker | TRUE
1404 | Natural Gas Fired Combined Cycle | CT | 44 | N | Electric Utility | NG | natural gas nonpeaker | TRUE
1404 | Natural Gas Fired Combined Cycle | CA | 14.8 | N | Electric Utility | NG | natural gas nonpeaker | TRUE
1409 | Natural Gas Steam Turbine | ST | 241.6 | N | Electric Utility | NG | natural gas peaker | TRUE
1409 | Natural Gas Steam Turbine | ST | 543.8 | N | Electric Utility | NG | natural gas peaker | TRUE
1416 | Natural Gas Steam Turbine | ST | 116 | N | Electric Utility | NG | natural gas peaker | TRUE
1417 | Natural Gas Steam Turbine | ST | 26 | N | Electric Utility | NG | natural gas peaker | TRUE
1417 | Natural Gas Steam Turbine | ST | 109 | N | Electric Utility | NG | natural gas peaker | TRUE
1417 | Natural Gas Steam Turbine | ST | 108 | N | Electric Utility | NG | natural gas peaker | TRUE
1439 | Natural Gas Steam Turbine | ST | 10 | N | Electric Utility | NG | natural gas peaker | TRUE
1439 | Natural Gas Steam Turbine | ST | 23.5 | N | Electric Utility | NG | natural gas peaker | TRUE
1439 | Natural Gas Steam Turbine | ST | 38.6 | N | Electric Utility | NG | natural gas peaker | TRUE
1443 | Natural Gas Steam Turbine | ST | 40 | N | Electric Utility | NG | natural gas peaker | TRUE
1443 | Natural Gas Steam Turbine | ST | 70 | N | Electric Utility | NG | natural gas peaker | TRUE
1443 | Natural Gas Steam Turbine | ST | 146 | N | Electric Utility | NG | natural gas peaker | TRUE
1447 | Natural Gas Steam Turbine | ST | 12.5 | N | Electric Utility | NG | natural gas peaker | TRUE
1447 | Natural Gas Steam Turbine | ST | 12.5 | N | Electric Utility | NG | natural gas peaker | TRUE
1447 | Petroleum Liquids | IC | 1.8 | N | Electric Utility | DFO | petroleum | TRUE
1453 | Natural Gas Internal Combustion Engine | IC | 1.8 | N | Electric Utility | NG | natural gas peaker | TRUE
1453 | Natural Gas Internal Combustion Engine | IC | 0.6 | N | Electric Utility | NG | natural gas peaker | TRUE
1453 | Natural Gas Internal Combustion Engine | IC | 0.7 | N | Electric Utility | NG | natural gas peaker | TRUE
1453 | Natural Gas Internal Combustion Engine | IC | 1.2 | N | Electric Utility | NG | natural gas peaker | TRUE
1453 | Natural Gas Internal Combustion Engine | IC | 1.2 | N | Electric Utility | NG | natural gas peaker | TRUE
1453 | Natural Gas Internal Combustion Engine | IC | 1.5 | N | Electric Utility | NG | natural gas peaker | TRUE
1456 | Petroleum Liquids | IC | 3.4 | N | Electric Utility | DFO | petroleum | TRUE
1456 | Petroleum Liquids | IC | 3.6 | N | Electric Utility | DFO | petroleum | TRUE
1464 | Natural Gas Steam Turbine | ST | 110 | N | IPP Non-CHP | NG | natural gas peaker | TRUE
1464 | Natural Gas Steam Turbine | ST | 110 | N | IPP Non-CHP | NG | natural gas peaker | TRUE
1464 | Natural Gas Fired Combustion Turbine | GT | 105 | N | IPP Non-CHP | NG | natural gas peaker | TRUE
1464 | Natural Gas Fired Combustion Turbine | GT | 105 | N | IPP Non-CHP | NG | natural gas peaker | TRUE
1468 | Petroleum Liquids | IC | 2 | N | Electric Utility | DFO | petroleum | TRUE
1469 | Conventional Hydroelectric | HY | 2.6 | N | IPP Non-CHP | WAT | hydro | TRUE
1469 | Conventional Hydroelectric | HY | 2.1 | N | IPP Non-CHP | WAT | hydro | TRUE
1469 | Conventional Hydroelectric | HY | 2.1 | N | IPP Non-CHP | WAT | hydro | TRUE
1469 | Conventional Hydroelectric | HY | 2.5 | N | IPP Non-CHP | WAT | hydro | TRUE
1472 | Conventional Hydroelectric | HY | 0.6 | N | IPP Non-CHP | WAT | hydro | TRUE
1472 | Conventional Hydroelectric | HY | 0.6 | N | IPP Non-CHP | WAT | hydro | TRUE
1472 | Conventional Hydroelectric | HY | 0.6 | N | IPP Non-CHP | WAT | hydro | TRUE
1475 | Conventional Hydroelectric | HY | 0.7 | N | IPP Non-CHP | WAT | hydro | TRUE
1475 | Conventional Hydroelectric | HY | 0.7 | N | IPP Non-CHP | WAT | hydro | TRUE
1475 | Conventional Hydroelectric | HY | 1.6 | N | IPP Non-CHP | WAT | hydro | TRUE
1475 | Conventional Hydroelectric | HY | 1.6 | N | IPP Non-CHP | WAT | hydro | TRUE
1475 | Conventional Hydroelectric | HY | 1.6 | N | IPP Non-CHP | WAT | hydro | TRUE
1475 | Conventional Hydroelectric | HY | 1.6 | N | IPP Non-CHP | WAT | hydro | TRUE
1478 | Conventional Hydroelectric | HY | 0.5 | N | IPP Non-CHP | WAT | hydro | TRUE
1478 | Conventional Hydroelectric | HY | 0.5 | N | IPP Non-CHP | WAT | hydro | TRUE
1478 | Conventional Hydroelectric | HY | 0.5 | N | IPP Non-CHP | WAT | hydro | TRUE
1478 | Conventional Hydroelectric | HY | 0.6 | N | IPP Non-CHP | WAT | hydro | TRUE
1480 | Conventional Hydroelectric | HY | 3.4 | N | IPP Non-CHP | WAT | hydro | TRUE
1481 | Conventional Hydroelectric | HY | 2 | N | IPP Non-CHP | WAT | hydro | TRUE
1481 | Conventional Hydroelectric | HY | 2 | N | IPP Non-CHP | WAT | hydro | TRUE
1482 | Conventional Hydroelectric | HY | 1.5 | N | IPP Non-CHP | WAT | hydro | TRUE
1482 | Conventional Hydroelectric | HY | 1.5 | N | IPP Non-CHP | WAT | hydro | TRUE
1482 | Conventional Hydroelectric | HY | 1.5 | N | IPP Non-CHP | WAT | hydro | TRUE
1482 | Conventional Hydroelectric | HY | 1.5 | N | IPP Non-CHP | WAT | hydro | TRUE
1482 | Conventional Hydroelectric | HY | 1.5 | N | IPP Non-CHP | WAT | hydro | TRUE
1482 | Conventional Hydroelectric | HY | 1.5 | N | IPP Non-CHP | WAT | hydro | TRUE
1483 | Conventional Hydroelectric | HY | 13 | N | IPP Non-CHP | WAT | hydro | TRUE
1483 | Conventional Hydroelectric | HY | 3.5 | N | IPP Non-CHP | WAT | hydro | TRUE
1483 | Conventional Hydroelectric | HY | 3.5 | N | IPP Non-CHP | WAT | hydro | TRUE
1484 | Petroleum Liquids | GT | 16 | N | IPP Non-CHP | DFO | petroleum | TRUE
1484 | Petroleum Liquids | GT | 16 | N | IPP Non-CHP | DFO | petroleum | TRUE
1486 | Conventional Hydroelectric | HY | 8 | N | IPP Non-CHP | WAT | hydro | TRUE
1488 | Conventional Hydroelectric | HY | 0.7 | N | IPP Non-CHP | WAT | hydro | TRUE
1488 | Conventional Hydroelectric | HY | 0.7 | N | IPP Non-CHP | WAT | hydro | TRUE
1488 | Conventional Hydroelectric | HY | 0.8 | N | IPP Non-CHP | WAT | hydro | TRUE
1488 | Conventional Hydroelectric | HY | 0.7 | N | IPP Non-CHP | WAT | hydro | TRUE
1488 | Conventional Hydroelectric | HY | 0.7 | N | IPP Non-CHP | WAT | hydro | TRUE
1488 | Conventional Hydroelectric | HY | 1.7 | N | IPP Non-CHP | WAT | hydro | TRUE
1488 | Conventional Hydroelectric | HY | 0.9 | N | IPP Non-CHP | WAT | hydro | TRUE
1491 | Conventional Hydroelectric | HY | 7.2 | N | IPP Non-CHP | WAT | hydro | TRUE
1491 | Conventional Hydroelectric | HY | 8.1 | N | IPP Non-CHP | WAT | hydro | TRUE
1491 | Conventional Hydroelectric | HY | 7.9 | N | IPP Non-CHP | WAT | hydro | TRUE
1492 | Conventional Hydroelectric | HY | 16.8 | N | IPP Non-CHP | WAT | hydro | TRUE
1492 | Conventional Hydroelectric | HY | 35 | N | IPP Non-CHP | WAT | hydro | TRUE
1492 | Conventional Hydroelectric | HY | 34.2 | N | IPP Non-CHP | WAT | hydro | TRUE
1492 | Conventional Hydroelectric | HY | 1.4 | N | IPP Non-CHP | WAT | hydro | TRUE
1493 | Conventional Hydroelectric | HY | 3.1 | N | IPP Non-CHP | WAT | hydro | TRUE
1493 | Conventional Hydroelectric | HY | 8.5 | N | IPP Non-CHP | WAT | hydro | TRUE
1497 | Conventional Hydroelectric | HY | 2.8 | N | IPP Non-CHP | WAT | hydro | TRUE
1498 | Conventional Hydroelectric | HY | 1.6 | N | IPP Non-CHP | WAT | hydro | TRUE
1500 | Conventional Hydroelectric | HY | 1.8 | N | IPP Non-CHP | WAT | hydro | TRUE
1501 | Conventional Hydroelectric | HY | 1 | N | IPP Non-CHP | WAT | hydro | TRUE
1501 | Conventional Hydroelectric | HY | 1 | N | IPP Non-CHP | WAT | hydro | TRUE
1504 | Conventional Hydroelectric | HY | 0.9 | N | IPP Non-CHP | WAT | hydro | TRUE
1504 | Conventional Hydroelectric | HY | 0.9 | N | IPP Non-CHP | WAT | hydro | TRUE
1504 | Conventional Hydroelectric | HY | 0.9 | N | IPP Non-CHP | WAT | hydro | TRUE
1504 | Conventional Hydroelectric | HY | 0.9 | N | IPP Non-CHP | WAT | hydro | TRUE
1504 | Conventional Hydroelectric | HY | 0.9 | N | IPP Non-CHP | WAT | hydro | TRUE
1504 | Conventional Hydroelectric | HY | 0.9 | N | IPP Non-CHP | WAT | hydro | TRUE
1504 | Conventional Hydroelectric | HY | 1.9 | N | IPP Non-CHP | WAT | hydro | TRUE
1504 | Conventional Hydroelectric | HY | 1.9 | N | IPP Non-CHP | WAT | hydro | TRUE
1505 | Conventional Hydroelectric | HY | 10.8 | N | IPP Non-CHP | WAT | hydro | TRUE
1505 | Conventional Hydroelectric | HY | 10.8 | N | IPP Non-CHP | WAT | hydro | TRUE
1507 | Petroleum Liquids | ST | 50.1 | N | IPP Non-CHP | RFO | petroleum | TRUE
1507 | Petroleum Liquids | ST | 47.8 | N | IPP Non-CHP | RFO | petroleum | TRUE
1507 | Petroleum Liquids | ST | 110.9 | N | IPP Non-CHP | RFO | petroleum | TRUE
1507 | Petroleum Liquids | ST | 602.1 | N | IPP Non-CHP | RFO | petroleum | TRUE
1508 | Conventional Hydroelectric | HY | 0.6 | N | IPP Non-CHP | WAT | hydro | TRUE
1508 | Conventional Hydroelectric | HY | 0.6 | N | IPP Non-CHP | WAT | hydro | TRUE
1508 | Conventional Hydroelectric | HY | 1.1 | N | IPP Non-CHP | WAT | hydro | TRUE
1508 | Conventional Hydroelectric | HY | 0.7 | N | IPP Non-CHP | WAT | hydro | TRUE
1508 | Conventional Hydroelectric | HY | 0.7 | N | IPP Non-CHP | WAT | hydro | TRUE
1508 | Conventional Hydroelectric | HY | 4 | N | IPP Non-CHP | WAT | hydro | TRUE
1509 | Conventional Hydroelectric | HY | 3.3 | N | IPP Non-CHP | WAT | hydro | TRUE
1509 | Conventional Hydroelectric | HY | 3.3 | N | IPP Non-CHP | WAT | hydro | TRUE
1509 | Conventional Hydroelectric | HY | 3.3 | N | IPP Non-CHP | WAT | hydro | TRUE
1509 | Conventional Hydroelectric | HY | 3.3 | N | IPP Non-CHP | WAT | hydro | TRUE
1510 | Conventional Hydroelectric | HY | 8.2 | N | IPP Non-CHP | WAT | hydro | TRUE
1510 | Conventional Hydroelectric | HY | 6.7 | N | IPP Non-CHP | WAT | hydro | TRUE
1511 | Conventional Hydroelectric | HY | 27.4 | N | IPP Non-CHP | WAT | hydro | TRUE
1511 | Conventional Hydroelectric | HY | 29.9 | N | IPP Non-CHP | WAT | hydro | TRUE
1511 | Conventional Hydroelectric | HY | 25.7 | N | IPP Non-CHP | WAT | hydro | TRUE
1513 | Petroleum Liquids | ST | 9 | N | IPP Non-CHP | RFO | petroleum | TRUE
1513 | Petroleum Liquids | IC | 2.5 | N | IPP Non-CHP | DFO | petroleum | TRUE
1513 | Petroleum Liquids | IC | 2.5 | N | IPP Non-CHP | DFO | petroleum | TRUE
1513 | Petroleum Liquids | IC | 1 | N | IPP Non-CHP | DFO | petroleum | TRUE
1513 | Petroleum Liquids | IC | 1 | N | IPP Non-CHP | DFO | petroleum | TRUE
1513 | Conventional Hydroelectric | HY | 0.4 | N | IPP Non-CHP | WAT | hydro | TRUE
1513 | Conventional Hydroelectric | HY | 0.4 | N | IPP Non-CHP | WAT | hydro | TRUE
1513 | Petroleum Liquids | ST | 14 | N | IPP Non-CHP | RFO | petroleum | TRUE
1514 | Petroleum Liquids | IC | 1.4 | N | IPP Non-CHP | DFO | petroleum | TRUE
1514 | Petroleum Liquids | IC | 1.4 | N | IPP Non-CHP | DFO | petroleum | TRUE
1514 | Petroleum Liquids | IC | 1.4 | N | IPP Non-CHP | DFO | petroleum | TRUE
1516 | Conventional Hydroelectric | HY | 1.4 | N | IPP Non-CHP | WAT | hydro | TRUE
1552 | Conventional Steam Coal | ST | 190 | N | IPP Non-CHP | SUB | hard coal | TRUE
1552 | Conventional Steam Coal | ST | 195 | N | IPP Non-CHP | SUB | hard coal | TRUE
1552 | Petroleum Liquids | GT | 14 | N | IPP Non-CHP | DFO | petroleum | TRUE
1553 | Natural Gas Steam Turbine | ST | 97 | N | IPP Non-CHP | NG | natural gas peaker | TRUE
1554 | Natural Gas Steam Turbine | ST | 126 | N | IPP Non-CHP | NG | natural gas peaker | TRUE
1554 | Conventional Steam Coal | ST | 118 | N | IPP Non-CHP | BIT | hard coal | TRUE
1554 | Conventional Steam Coal | ST | 305 | N | IPP Non-CHP | BIT | hard coal | TRUE
1554 | Petroleum Liquids | ST | 397 | N | IPP Non-CHP | RFO | petroleum | TRUE
1554 | Petroleum Liquids | GT | 12.9 | N | IPP Non-CHP | DFO | petroleum | TRUE
1555 | Natural Gas Fired Combustion Turbine | GT | 14 | N | IPP Non-CHP | NG | natural gas peaker | TRUE
1555 | Natural Gas Fired Combustion Turbine | GT | 14 | N | IPP Non-CHP | NG | natural gas peaker | TRUE
1555 | Natural Gas Fired Combustion Turbine | GT | 14 | N | IPP Non-CHP | NG | natural gas peaker | TRUE
1555 | Natural Gas Fired Combustion Turbine | GT | 14 | N | IPP Non-CHP | NG | natural gas peaker | TRUE
1555 | Natural Gas Fired Combustion Turbine | GT | 14.6 | N | IPP Non-CHP | NG | natural gas peaker | TRUE
1555 | Natural Gas Fired Combustion Turbine | GT | 15.6 | N | IPP Non-CHP | NG | natural gas peaker | TRUE
1555 | Natural Gas Fired Combustion Turbine | GT | 14.5 | N | IPP Non-CHP | NG | natural gas peaker | TRUE
1555 | Natural Gas Fired Combustion Turbine | GT | 16 | N | IPP Non-CHP | NG | natural gas peaker | TRUE
1556 | Petroleum Liquids | GT | 52 | N | IPP Non-CHP | DFO | petroleum | TRUE
1556 | Petroleum Liquids | GT | 51 | N | IPP Non-CHP | DFO | petroleum | TRUE
1556 | Petroleum Liquids | GT | 51 | N | IPP Non-CHP | DFO | petroleum | TRUE
1556 | Petroleum Liquids | GT | 52 | N | IPP Non-CHP | DFO | petroleum | TRUE
1556 | Natural Gas Fired Combustion Turbine | GT | 147.6 | N | IPP Non-CHP | NG | natural gas peaker | TRUE
1556 | Natural Gas Fired Combustion Turbine | GT | 109.8 | N | IPP Non-CHP | NG | natural gas peaker | TRUE
1557 | Petroleum Liquids | GT | 15.3 | N | IPP Non-CHP | DFO | petroleum | TRUE
1557 | Petroleum Liquids | GT | 16 | N | IPP Non-CHP | DFO | petroleum | TRUE
1557 | Petroleum Liquids | GT | 14.8 | N | IPP Non-CHP | DFO | petroleum | TRUE
1557 | Petroleum Liquids | GT | 14.8 | N | IPP Non-CHP | DFO | petroleum | TRUE
1559 | Natural Gas Steam Turbine | ST | 74 | N | IPP Non-CHP | NG | natural gas peaker | TRUE
1559 | Petroleum Liquids | GT | 19 | N | IPP Non-CHP | DFO | petroleum | TRUE
1559 | Petroleum Liquids | GT | 20 | N | IPP Non-CHP | DFO | petroleum | TRUE
1560 | Natural Gas Fired Combustion Turbine | GT | 115.8 | N | IPP Non-CHP | NG | natural gas peaker | TRUE
1563 | Petroleum Liquids | IC | 2.6 | N | IPP Non-CHP | DFO | petroleum | TRUE
1563 | Petroleum Liquids | IC | 2.6 | N | IPP Non-CHP | DFO | petroleum | TRUE
1563 | Petroleum Liquids | IC | 2.6 | N | IPP Non-CHP | DFO | petroleum | TRUE
1563 | Petroleum Liquids | IC | 2.6 | N | IPP Non-CHP | DFO | petroleum | TRUE
1564 | Petroleum Liquids | GT | 14.3 | N | IPP Non-CHP | DFO | petroleum | TRUE
1564 | Petroleum Liquids | ST | 153 | N | IPP Non-CHP | RFO | petroleum | TRUE
1567 | Conventional Hydroelectric | HY | 9 | N | IPP Non-CHP | WAT | hydro | TRUE
1567 | Conventional Hydroelectric | HY | 9 | N | IPP Non-CHP | WAT | hydro | TRUE
1571 | Natural Gas Steam Turbine | ST | 582 | N | IPP Non-CHP | NG | natural gas peaker | TRUE
1571 | Natural Gas Steam Turbine | ST | 582 | N | IPP Non-CHP | NG | natural gas peaker | TRUE
1571 | Petroleum Liquids | GT | 16 | N | IPP Non-CHP | DFO | petroleum | TRUE
1571 | Petroleum Liquids | GT | 22 | N | IPP Non-CHP | DFO | petroleum | TRUE
1571 | Petroleum Liquids | GT | 73 | N | IPP Non-CHP | DFO | petroleum | TRUE
1571 | Petroleum Liquids | GT | 73 | N | IPP Non-CHP | DFO | petroleum | TRUE
1571 | Petroleum Liquids | GT | 81 | N | IPP Non-CHP | DFO | petroleum | TRUE
1571 | Petroleum Liquids | GT | 81 | N | IPP Non-CHP | DFO | petroleum | TRUE
1571 | Petroleum Liquids | GT | 71 | N | IPP Non-CHP | DFO | petroleum | TRUE
1571 | Conventional Steam Coal | ST | 331 | N | IPP Non-CHP | BIT | hard coal | TRUE
1571 | Conventional Steam Coal | ST | 336 | N | IPP Non-CHP | BIT | hard coal | TRUE
1572 | Conventional Steam Coal | ST | 173 | N | IPP Non-CHP | BIT | hard coal | TRUE
1572 | Conventional Steam Coal | ST | 173 | N | IPP Non-CHP | BIT | hard coal | TRUE
1572 | Petroleum Liquids | GT | 18 | N | IPP Non-CHP | DFO | petroleum | TRUE
1572 | Natural Gas Fired Combustion Turbine | GT | 147 | N | IPP Non-CHP | NG | natural gas peaker | TRUE
1572 | Natural Gas Fired Combustion Turbine | GT | 147 | N | IPP Non-CHP | NG | natural gas peaker | TRUE
1572 | Conventional Steam Coal | ST | 173 | N | IPP Non-CHP | BIT | hard coal | TRUE
1573 | Petroleum Liquids | GT | 48 | N | IPP Non-CHP | DFO | petroleum | TRUE
1573 | Petroleum Liquids | GT | 48 | N | IPP Non-CHP | DFO | petroleum | TRUE
1573 | Petroleum Liquids | GT | 48 | N | IPP Non-CHP | DFO | petroleum | TRUE
1573 | Petroleum Liquids | GT | 48 | N | IPP Non-CHP | DFO | petroleum | TRUE
1573 | Petroleum Liquids | GT | 13 | N | IPP Non-CHP | DFO | petroleum | TRUE
1573 | Petroleum Liquids | GT | 13 | N | IPP Non-CHP | DFO | petroleum | TRUE
1573 | Conventional Steam Coal | ST | 596 | N | IPP Non-CHP | BIT | hard coal | TRUE
1573 | Conventional Steam Coal | ST | 609 | N | IPP Non-CHP | BIT | hard coal | TRUE
1574 | Conventional Hydroelectric | HY | 48 | N | IPP Non-CHP | WAT | hydro | TRUE
1574 | Conventional Hydroelectric | HY | 65 | N | IPP Non-CHP | WAT | hydro | TRUE
1574 | Conventional Hydroelectric | HY | 65 | N | IPP Non-CHP | WAT | hydro | TRUE
1574 | Conventional Hydroelectric | HY | 36 | N | IPP Non-CHP | WAT | hydro | TRUE
1574 | Conventional Hydroelectric | HY | 48 | N | IPP Non-CHP | WAT | hydro | TRUE
1574 | Conventional Hydroelectric | HY | 48 | N | IPP Non-CHP | WAT | hydro | TRUE
1574 | Conventional Hydroelectric | HY | 36 | N | IPP Non-CHP | WAT | hydro | TRUE
1574 | Conventional Hydroelectric | HY | 48 | N | IPP Non-CHP | WAT | hydro | TRUE
1574 | Conventional Hydroelectric | HY | 48 | N | IPP Non-CHP | WAT | hydro | TRUE
1574 | Conventional Hydroelectric | HY | 65 | N | IPP Non-CHP | WAT | hydro | TRUE
1574 | Conventional Hydroelectric | HY | 65 | N | IPP Non-CHP | WAT | hydro | TRUE
1580 | Petroleum Liquids | IC | 3.5 | N | Electric Utility | DFO | petroleum | TRUE
1580 | Petroleum Liquids | IC | 1.5 | N | Electric Utility | DFO | petroleum | TRUE
1580 | Petroleum Liquids | IC | 1.5 | N | Electric Utility | DFO | petroleum | TRUE
1580 | Petroleum Liquids | IC | 3.6 | N | Electric Utility | DFO | petroleum | TRUE
1580 | Petroleum Liquids | IC | 4.1 | N | Electric Utility | DFO | petroleum | TRUE
1580 | Petroleum Liquids | IC | 5.6 | N | Electric Utility | DFO | petroleum | TRUE
1580 | Petroleum Liquids | IC | 5.6 | N | Electric Utility | DFO | petroleum | TRUE
1580 | Petroleum Liquids | IC | 2 | N | Electric Utility | DFO | petroleum | TRUE
1580 | Petroleum Liquids | IC | 2 | N | Electric Utility | DFO | petroleum | TRUE
1580 | Petroleum Liquids | IC | 2.5 | N | Electric Utility | DFO | petroleum | TRUE
1586 | Petroleum Liquids | GT | 10.2 | N | IPP Non-CHP | DFO | petroleum | TRUE
1586 | Petroleum Liquids | GT | 9.9 | N | IPP Non-CHP | DFO | petroleum | TRUE
1586 | Petroleum Liquids | GT | 11.3 | N | IPP Non-CHP | DFO | petroleum | TRUE
1587 | Petroleum Liquids | GT | 16 | N | IPP Non-CHP | DFO | petroleum | TRUE
1588 | Petroleum Liquids | ST | 570.8 | N | IPP Non-CHP | RFO | petroleum | TRUE
1588 | Petroleum Liquids | GT | 9.1 | N | IPP Non-CHP | DFO | petroleum | TRUE
1588 | Natural Gas Fired Combined Cycle | CT | 224.6 | N | IPP Non-CHP | NG | natural gas nonpeaker | TRUE
1588 | Natural Gas Fired Combined Cycle | CT | 226.7 | N | IPP Non-CHP | NG | natural gas nonpeaker | TRUE
1588 | Natural Gas Fired Combined Cycle | CT | 227.9 | N | IPP Non-CHP | NG | natural gas nonpeaker | TRUE
1588 | Natural Gas Fired Combined Cycle | CT | 230.1 | N | IPP Non-CHP | NG | natural gas nonpeaker | TRUE
1588 | Natural Gas Fired Combined Cycle | CA | 252.1 | N | IPP Non-CHP | NG | natural gas nonpeaker | TRUE
1588 | Natural Gas Fired Combined Cycle | CA | 255.9 | N | IPP Non-CHP | NG | natural gas nonpeaker | TRUE
1590 | Nuclear | ST | 682.3 | N | IPP Non-CHP | NUC | nuclear | TRUE
1592 | Petroleum Liquids | GT | 42 | N | IPP Non-CHP | DFO | petroleum | TRUE
1592 | Petroleum Liquids | GT | 39.8 | N | IPP Non-CHP | DFO | petroleum | TRUE
1592 | Petroleum Liquids | GT | 42 | N | IPP Non-CHP | DFO | petroleum | TRUE
1595 | Natural Gas Fired Combined Cycle | CA | 14.7 | Y | IPP CHP | NG | natural gas nonpeaker | FALSE
1595 | Natural Gas Fired Combined Cycle | CA | 19.5 | Y | IPP CHP | NG | natural gas nonpeaker | FALSE
1595 | Natural Gas Fired Combined Cycle | CA | 20 | N | IPP CHP | NG | natural gas nonpeaker | FALSE
1595 | Natural Gas Fired Combined Cycle | CT | 160.5 | Y | IPP CHP | NG | natural gas nonpeaker | FALSE
1595 | Petroleum Liquids | GT | 18 | N | IPP CHP | DFO | petroleum | FALSE
1597 | Petroleum Liquids | IC | 2.8 | N | IPP Non-CHP | DFO | petroleum | TRUE
1597 | Petroleum Liquids | IC | 2.8 | N | IPP Non-CHP | DFO | petroleum | TRUE
1597 | Petroleum Liquids | IC | 2.8 | N | IPP Non-CHP | DFO | petroleum | TRUE
1599 | Petroleum Liquids | ST | 560 | N | IPP Non-CHP | RFO | petroleum | TRUE
1599 | Petroleum Liquids | ST | 553 | N | IPP Non-CHP | RFO | petroleum | TRUE
1603 | Conventional Hydroelectric | HY | 0.7 | N | Electric Utility | WAT | hydro | TRUE
1603 | Conventional Hydroelectric | HY | 1.5 | N | Electric Utility | WAT | hydro | TRUE
1603 | Conventional Hydroelectric | HY | 1.2 | N | Electric Utility | WAT | hydro | TRUE
1604 | Conventional Hydroelectric | HY | 0.8 | N | Electric Utility | WAT | hydro | TRUE
1604 | Conventional Hydroelectric | HY | 0.8 | N | Electric Utility | WAT | hydro | TRUE
1605 | Conventional Hydroelectric | HY | 15.3 | N | Electric Utility | WAT | hydro | TRUE
1605 | Conventional Hydroelectric | HY | 15 | N | Electric Utility | WAT | hydro | TRUE
1607 | Conventional Hydroelectric | HY | 0.8 | N | Electric Utility | WAT | hydro | TRUE
1607 | Conventional Hydroelectric | HY | 0.6 | N | Electric Utility | WAT | hydro | TRUE
1607 | Conventional Hydroelectric | HY | 1.5 | N | Electric Utility | WAT | hydro | TRUE
1607 | Conventional Hydroelectric | HY | 4 | N | Electric Utility | WAT | hydro | TRUE
1615 | Petroleum Liquids | GT | 2.8 | N | Electric Utility | DFO | petroleum | TRUE
1615 | Petroleum Liquids | GT | 3 | N | Electric Utility | DFO | petroleum | TRUE
1619 | Conventional Steam Coal | ST | 236.1 | N | IPP Non-CHP | BIT | hard coal | TRUE
1619 | Conventional Steam Coal | ST | 238.6 | N | IPP Non-CHP | BIT | hard coal | TRUE
1619 | Conventional Steam Coal | ST | 596.3 | N | IPP Non-CHP | BIT | hard coal | TRUE
1619 | Petroleum Liquids | ST | 434 | N | IPP Non-CHP | RFO | petroleum | TRUE
1620 | Conventional Hydroelectric | HY | 13.9 | N | IPP Non-CHP | WAT | hydro | TRUE
1629 | Conventional Hydroelectric | HY | 10.3 | N | IPP Non-CHP | WAT | hydro | TRUE
1629 | Conventional Hydroelectric | HY | 10.3 | N | IPP Non-CHP | WAT | hydro | TRUE
1629 | Conventional Hydroelectric | HY | 10.3 | N | IPP Non-CHP | WAT | hydro | TRUE
1629 | Conventional Hydroelectric | HY | 10.3 | N | IPP Non-CHP | WAT | hydro | TRUE
1629 | Conventional Hydroelectric | HY | 10.3 | N | IPP Non-CHP | WAT | hydro | TRUE
1629 | Conventional Hydroelectric | HY | 10.3 | N | IPP Non-CHP | WAT | hydro | TRUE
1630 | Conventional Hydroelectric | HY | 12.9 | N | Electric Utility | WAT | hydro | TRUE
1630 | Conventional Hydroelectric | HY | 6.8 | N | Electric Utility | WAT | hydro | TRUE
1630 | Conventional Hydroelectric | HY | 12.9 | N | Electric Utility | WAT | hydro | TRUE
1631 | Petroleum Liquids | GT | 15.8 | N | IPP Non-CHP | KER | other | TRUE
1634 | Conventional Hydroelectric | HY | 0.4 | N | IPP Non-CHP | WAT | hydro | TRUE
1634 | Conventional Hydroelectric | HY | 0.9 | N | IPP Non-CHP | WAT | hydro | TRUE
1634 | Conventional Hydroelectric | HY | 0.9 | N | IPP Non-CHP | WAT | hydro | TRUE
1634 | Conventional Hydroelectric | HY | 1.6 | N | IPP Non-CHP | WAT | hydro | TRUE
1637 | Conventional Hydroelectric | HY | 1.8 | N | IPP Non-CHP | WAT | hydro | TRUE
1637 | Conventional Hydroelectric | HY | 1.8 | N | IPP Non-CHP | WAT | hydro | TRUE
1638 | Conventional Hydroelectric | HY | 1.7 | N | IPP Non-CHP | WAT | hydro | TRUE
1638 | Conventional Hydroelectric | HY | 2.3 | N | IPP Non-CHP | WAT | hydro | TRUE
1642 | Natural Gas Steam Turbine | ST | 94.3 | N | IPP Non-CHP | NG | natural gas peaker | TRUE
1642 | Natural Gas Fired Combustion Turbine | GT | 36.9 | N | IPP Non-CHP | NG | natural gas peaker | TRUE
1642 | Natural Gas Fired Combustion Turbine | GT | 37.4 | N | IPP Non-CHP | NG | natural gas peaker | TRUE
1642 | Petroleum Liquids | GT | 17.1 | N | IPP Non-CHP | KER | other | TRUE
1643 | Petroleum Liquids | GT | 15.8 | N | IPP Non-CHP | KER | other | TRUE
1660 | Natural Gas Fired Combined Cycle | CT | 62.6 | N | Electric Utility | NG | natural gas nonpeaker | TRUE
1660 | Natural Gas Fired Combined Cycle | CA | 15.5 | N | Electric Utility | NG | natural gas nonpeaker | TRUE
1660 | Petroleum Liquids | IC | 2.3 | N | Electric Utility | DFO | petroleum | TRUE
1660 | Natural Gas Fired Combustion Turbine | GT | 52.6 | N | Electric Utility | NG | natural gas peaker | TRUE
1660 | Natural Gas Fired Combustion Turbine | GT | 52.6 | N | Electric Utility | NG | natural gas peaker | TRUE
1670 | Natural Gas Internal Combustion Engine | IC | 1.2 | N | Electric Utility | NG | natural gas peaker | TRUE
1670 | Natural Gas Internal Combustion Engine | IC | 1.2 | N | Electric Utility | NG | natural gas peaker | TRUE
1670 | Natural Gas Internal Combustion Engine | IC | 1.2 | N | Electric Utility | NG | natural gas peaker | TRUE
1670 | Natural Gas Internal Combustion Engine | IC | 1.2 | N | Electric Utility | NG | natural gas peaker | TRUE
1670 | Natural Gas Internal Combustion Engine | IC | 1.3 | N | Electric Utility | NG | natural gas peaker | TRUE
1670 | Natural Gas Internal Combustion Engine | IC | 1.2 | N | Electric Utility | NG | natural gas peaker | TRUE
1670 | Petroleum Liquids | IC | 1.3 | N | Electric Utility | DFO | petroleum | TRUE
1670 | Petroleum Liquids | IC | 1.1 | N | Electric Utility | DFO | petroleum | TRUE
1670 | Natural Gas Internal Combustion Engine | IC | 1.3 | N | Electric Utility | NG | natural gas peaker | TRUE
1678 | Natural Gas Fired Combustion Turbine | GT | 16.1 | N | Electric Utility | NG | natural gas peaker | TRUE
1678 | Natural Gas Fired Combustion Turbine | GT | 30.5 | N | Electric Utility | NG | natural gas peaker | TRUE
1682 | Petroleum Liquids | ST | 26 | N | Electric Utility | RFO | petroleum | TRUE
1682 | Petroleum Liquids | CT | 18 | N | Electric Utility | DFO | petroleum | TRUE
1682 | Petroleum Liquids | CA | 87 | N | Electric Utility | DFO | petroleum | TRUE
1693 | Conventional Hydroelectric | HY | 4 | N | Electric Utility | WAT | hydro | TRUE
1693 | Conventional Hydroelectric | HY | 4 | N | Electric Utility | WAT | hydro | TRUE
1694 | Conventional Hydroelectric | HY | 0.4 | N | Electric Utility | WAT | hydro | TRUE
1694 | Conventional Hydroelectric | HY | 0.9 | N | Electric Utility | WAT | hydro | TRUE
1694 | Conventional Hydroelectric | HY | 1.2 | N | Electric Utility | WAT | hydro | TRUE
1695 | Conventional Steam Coal | ST | 156 | N | Electric Utility | SUB | hard coal | TRUE
1695 | Conventional Steam Coal | ST | 156 | N | Electric Utility | SUB | hard coal | TRUE
1698 | Conventional Hydroelectric | HY | 7 | N | Electric Utility | WAT | hydro | TRUE
1698 | Conventional Hydroelectric | HY | 7 | N | Electric Utility | WAT | hydro | TRUE
1698 | Conventional Hydroelectric | HY | 7 | N | Electric Utility | WAT | hydro | TRUE
1700 | Conventional Hydroelectric | HY | 1.5 | N | Electric Utility | WAT | hydro | TRUE
1700 | Conventional Hydroelectric | HY | 2.7 | N | Electric Utility | WAT | hydro | TRUE
1700 | Conventional Hydroelectric | HY | 3 | N | Electric Utility | WAT | hydro | TRUE
1701 | Conventional Hydroelectric | HY | 2.9 | N | Electric Utility | WAT | hydro | TRUE
1701 | Conventional Hydroelectric | HY | 2.9 | N | Electric Utility | WAT | hydro | TRUE
1701 | Conventional Hydroelectric | HY | 1.3 | N | Electric Utility | WAT | hydro | TRUE
1701 | Conventional Hydroelectric | HY | 1.3 | N | Electric Utility | WAT | hydro | TRUE
1702 | Conventional Steam Coal | ST | 117 | N | Electric Utility | SUB | hard coal | TRUE
1702 | Conventional Steam Coal | ST | 117 | N | Electric Utility | SUB | hard coal | TRUE
1702 | Conventional Steam Coal | ST | 132 | N | Electric Utility | SUB | hard coal | TRUE
1702 | Conventional Steam Coal | ST | 132 | N | Electric Utility | SUB | hard coal | TRUE
1702 | Natural Gas Steam Turbine | ST | 600 | N | Electric Utility | NG | natural gas peaker | TRUE
1702 | Natural Gas Steam Turbine | ST | 551 | N | Electric Utility | NG | natural gas peaker | TRUE
1704 | Conventional Hydroelectric | HY | 3.2 | N | Electric Utility | WAT | hydro | TRUE
1704 | Conventional Hydroelectric | HY | 3 | N | Electric Utility | WAT | hydro | TRUE
1705 | Conventional Hydroelectric | HY | 3.3 | N | Electric Utility | WAT | hydro | TRUE
1705 | Conventional Hydroelectric | HY | 3.3 | N | Electric Utility | WAT | hydro | TRUE
1705 | Conventional Hydroelectric | HY | 3.3 | N | Electric Utility | WAT | hydro | TRUE
1706 | Natural Gas Fired Combustion Turbine | GT | 11 | N | Electric Utility | NG | natural gas peaker | TRUE
1706 | Natural Gas Fired Combustion Turbine | GT | 10 | N | Electric Utility | NG | natural gas peaker | TRUE
1706 | Natural Gas Fired Combustion Turbine | GT | 12 | N | Electric Utility | NG | natural gas peaker | TRUE
1707 | Conventional Hydroelectric | HY | 10.6 | N | Electric Utility | WAT | hydro | TRUE
1707 | Conventional Hydroelectric | HY | 10.6 | N | Electric Utility | WAT | hydro | TRUE
1707 | Conventional Hydroelectric | HY | 10.6 | N | Electric Utility | WAT | hydro | TRUE
1708 | Conventional Hydroelectric | HY | 9.2 | N | Electric Utility | WAT | hydro | TRUE
1708 | Conventional Hydroelectric | HY | 9.2 | N | Electric Utility | WAT | hydro | TRUE
1710 | Conventional Steam Coal | ST | 260 | N | Electric Utility | SUB | hard coal | TRUE
1710 | Conventional Steam Coal | ST | 350 | N | Electric Utility | SUB | hard coal | TRUE
1710 | Conventional Steam Coal | ST | 809 | N | Electric Utility | SUB | hard coal | TRUE
1710 | Petroleum Liquids | GT | 14 | N | Electric Utility | DFO | petroleum | TRUE
1712 | Conventional Hydroelectric | HY | 2.4 | N | Electric Utility | WAT | hydro | TRUE
1712 | Conventional Hydroelectric | HY | 2.4 | N | Electric Utility | WAT | hydro | TRUE
1713 | Hydroelectric Pumped Storage | PS | 312 | N | Electric Utility | WAT | hydro | TRUE
1713 | Hydroelectric Pumped Storage | PS | 385 | N | Electric Utility | WAT | hydro | TRUE
1713 | Hydroelectric Pumped Storage | PS | 312 | N | Electric Utility | WAT | hydro | TRUE
1713 | Hydroelectric Pumped Storage | PS | 320 | N | Electric Utility | WAT | hydro | TRUE
1713 | Hydroelectric Pumped Storage | PS | 328 | N | Electric Utility | WAT | hydro | TRUE
1713 | Hydroelectric Pumped Storage | PS | 307 | N | Electric Utility | WAT | hydro | TRUE
1714 | Conventional Hydroelectric | HY | 2.2 | N | Electric Utility | WAT | hydro | TRUE
1714 | Conventional Hydroelectric | HY | 2 | N | Electric Utility | WAT | hydro | TRUE
1715 | Nuclear | ST | 783.5 | N | IPP Non-CHP | NUC | nuclear | TRUE
1716 | Conventional Hydroelectric | HY | 1.5 | N | Electric Utility | WAT | hydro | TRUE
1716 | Conventional Hydroelectric | HY | 1.5 | N | Electric Utility | WAT | hydro | TRUE
1716 | Conventional Hydroelectric | HY | 1.5 | N | Electric Utility | WAT | hydro | TRUE
1716 | Conventional Hydroelectric | HY | 1.5 | N | Electric Utility | WAT | hydro | TRUE
1718 | Natural Gas Fired Combustion Turbine | GT | 10 | N | Electric Utility | NG | natural gas peaker | TRUE
1720 | Conventional Steam Coal | ST | 152 | N | Electric Utility | SUB | hard coal | TRUE
1720 | Conventional Steam Coal | ST | 151 | N | Electric Utility | SUB | hard coal | TRUE
1722 | Conventional Hydroelectric | HY | 2.3 | N | Electric Utility | WAT | hydro | TRUE
1722 | Conventional Hydroelectric | HY | 1 | N | Electric Utility | WAT | hydro | TRUE
1723 | Conventional Steam Coal | ST | 102 | N | Electric Utility | SUB | hard coal | TRUE
1723 | Conventional Steam Coal | ST | 95 | N | Electric Utility | SUB | hard coal | TRUE
1723 | Conventional Steam Coal | ST | 122 | N | Electric Utility | SUB | hard coal | TRUE
1725 | Petroleum Liquids | IC | 2 | N | Electric Utility | DFO | petroleum | TRUE
1725 | Petroleum Liquids | IC | 3 | N | Electric Utility | DFO | petroleum | TRUE
1725 | Petroleum Liquids | IC | 3 | N | Electric Utility | DFO | petroleum | TRUE
1725 | Petroleum Liquids | IC | 3 | N | Electric Utility | DFO | petroleum | TRUE
1725 | Petroleum Liquids | IC | 3 | N | Electric Utility | DFO | petroleum | TRUE
1728 | Natural Gas Fired Combustion Turbine | GT | 64 | N | Electric Utility | NG | natural gas peaker | TRUE
1728 | Natural Gas Fired Combustion Turbine | GT | 63 | N | Electric Utility | NG | natural gas peaker | TRUE
1729 | Nuclear | ST | 1124 | N | Electric Utility | NUC | nuclear | TRUE
1729 | Petroleum Liquids | GT | 12 | N | Electric Utility | DFO | petroleum | TRUE
1729 | Petroleum Liquids | GT | 12 | N | Electric Utility | DFO | petroleum | TRUE
1729 | Petroleum Liquids | GT | 12 | N | Electric Utility | DFO | petroleum | TRUE
1729 | Petroleum Liquids | GT | 12 | N | Electric Utility | DFO | petroleum | TRUE
1730 | Natural Gas Fired Combustion Turbine | GT | 11 | N | Electric Utility | NG | natural gas peaker | TRUE
1730 | Natural Gas Fired Combustion Turbine | GT | 17 | N | Electric Utility | NG | natural gas peaker | TRUE
1730 | Natural Gas Fired Combustion Turbine | GT | 16 | N | Electric Utility | NG | natural gas peaker | TRUE
1730 | Natural Gas Fired Combustion Turbine | GT | 17 | N | Electric Utility | NG | natural gas peaker | TRUE
1730 | Natural Gas Fired Combustion Turbine | GT | 38 | N | Electric Utility | NG | natural gas peaker | TRUE
1730 | Natural Gas Fired Combustion Turbine | GT | 40 | N | Electric Utility | NG | natural gas peaker | TRUE
1733 | Conventional Steam Coal | ST | 758 | N | Electric Utility | SUB | hard coal | TRUE
1733 | Conventional Steam Coal | ST | 773 | N | Electric Utility | SUB | hard coal | TRUE
1733 | Conventional Steam Coal | ST | 773 | N | Electric Utility | SUB | hard coal | TRUE
1733 | Conventional Steam Coal | ST | 762 | N | Electric Utility | SUB | hard coal | TRUE
1733 | Petroleum Liquids | IC | 2 | N | Electric Utility | DFO | petroleum | TRUE
1733 | Petroleum Liquids | IC | 3 | N | Electric Utility | DFO | petroleum | TRUE
1733 | Petroleum Liquids | IC | 3 | N | Electric Utility | DFO | petroleum | TRUE
1733 | Petroleum Liquids | IC | 3 | N | Electric Utility | DFO | petroleum | TRUE
1733 | Petroleum Liquids | IC | 3 | N | Electric Utility | DFO | petroleum | TRUE
1734 | Natural Gas Fired Combustion Turbine | GT | 15 | N | Electric Utility | NG | natural gas peaker | TRUE
1734 | Natural Gas Fired Combustion Turbine | GT | 15 | N | Electric Utility | NG | natural gas peaker | TRUE
1734 | Natural Gas Fired Combustion Turbine | GT | 14 | N | Electric Utility | NG | natural gas peaker | TRUE
1734 | Natural Gas Fired Combustion Turbine | GT | 15 | N | Electric Utility | NG | natural gas peaker | TRUE
1734 | Petroleum Liquids | GT | 18 | N | Electric Utility | DFO | petroleum | TRUE
1734 | Petroleum Liquids | GT | 19 | N | Electric Utility | DFO | petroleum | TRUE
1734 | Petroleum Liquids | GT | 20 | N | Electric Utility | DFO | petroleum | TRUE
1735 | Petroleum Liquids | IC | 2 | N | Electric Utility | DFO | petroleum | TRUE
1735 | Petroleum Liquids | IC | 3 | N | Electric Utility | DFO | petroleum | TRUE
1735 | Petroleum Liquids | IC | 3 | N | Electric Utility | DFO | petroleum | TRUE
1735 | Petroleum Liquids | IC | 3 | N | Electric Utility | DFO | petroleum | TRUE
1735 | Petroleum Liquids | IC | 3 | N | Electric Utility | DFO | petroleum | TRUE
1737 | Petroleum Liquids | IC | 2 | N | Electric Utility | DFO | petroleum | TRUE
1737 | Petroleum Liquids | IC | 3 | N | Electric Utility | DFO | petroleum | TRUE
1737 | Petroleum Liquids | IC | 3 | N | Electric Utility | DFO | petroleum | TRUE
1737 | Petroleum Liquids | IC | 3 | N | Electric Utility | DFO | petroleum | TRUE
1737 | Petroleum Liquids | IC | 3 | N | Electric Utility | DFO | petroleum | TRUE
1739 | Petroleum Liquids | IC | 2 | N | Electric Utility | DFO | petroleum | TRUE
1739 | Petroleum Liquids | IC | 3 | N | Electric Utility | DFO | petroleum | TRUE
1739 | Petroleum Liquids | IC | 3 | N | Electric Utility | DFO | petroleum | TRUE
1739 | Petroleum Liquids | IC | 3 | N | Electric Utility | DFO | petroleum | TRUE
1739 | Petroleum Liquids | IC | 3 | N | Electric Utility | DFO | petroleum | TRUE
1740 | Natural Gas Steam Turbine | ST | 206 | N | Electric Utility | NG | natural gas peaker | TRUE
1740 | Conventional Steam Coal | ST | 251 | Y | Electric Utility | SUB | hard coal | TRUE
1740 | Conventional Steam Coal | ST | 272 | Y | Electric Utility | SUB | hard coal | TRUE
1740 | Petroleum Liquids | IC | 2 | N | Electric Utility | DFO | petroleum | TRUE
1740 | Petroleum Liquids | IC | 3 | N | Electric Utility | DFO | petroleum | TRUE
1740 | Petroleum Liquids | IC | 3 | N | Electric Utility | DFO | petroleum | TRUE
1740 | Petroleum Liquids | IC | 3 | N | Electric Utility | DFO | petroleum | TRUE
1741 | Petroleum Liquids | IC | 2 | N | Electric Utility | DFO | petroleum | TRUE
1741 | Petroleum Liquids | IC | 3 | N | Electric Utility | DFO | petroleum | TRUE
1741 | Petroleum Liquids | IC | 3 | N | Electric Utility | DFO | petroleum | TRUE
1741 | Petroleum Liquids | IC | 3 | N | Electric Utility | DFO | petroleum | TRUE
1741 | Petroleum Liquids | IC | 3 | N | Electric Utility | DFO | petroleum | TRUE
1743 | Conventional Steam Coal | ST | 151 | N | Electric Utility | SUB | hard coal | TRUE
1743 | Petroleum Liquids | GT | 19 | N | Electric Utility | DFO | petroleum | TRUE
1743 | Petroleum Liquids | IC | 2 | N | Electric Utility | DFO | petroleum | TRUE
1743 | Petroleum Liquids | IC | 3 | N | Electric Utility | DFO | petroleum | TRUE
1743 | Conventional Steam Coal | ST | 154 | N | Electric Utility | SUB | hard coal | TRUE
1743 | Conventional Steam Coal | ST | 160 | N | Electric Utility | SUB | hard coal | TRUE
1743 | Conventional Steam Coal | ST | 151 | N | Electric Utility | SUB | hard coal | TRUE
1743 | Conventional Steam Coal | ST | 311 | N | Electric Utility | SUB | hard coal | TRUE
1743 | Conventional Steam Coal | ST | 440 | N | Electric Utility | SUB | hard coal | TRUE
1744 | Petroleum Liquids | GT | 15 | N | Electric Utility | DFO | petroleum | TRUE
1744 | Petroleum Liquids | GT | 15 | N | Electric Utility | DFO | petroleum | TRUE
1744 | Petroleum Liquids | GT | 15 | N | Electric Utility | DFO | petroleum | TRUE
1744 | Petroleum Liquids | GT | 15 | N | Electric Utility | DFO | petroleum | TRUE
1745 | Conventional Steam Coal | ST | 110 | N | Electric Utility | SUB | hard coal | TRUE
1745 | Conventional Steam Coal | ST | 520 | N | Electric Utility | SUB | hard coal | TRUE
1746 | Petroleum Liquids | IC | 2 | N | Electric Utility | DFO | petroleum | TRUE
1746 | Petroleum Liquids | IC | 3 | N | Electric Utility | DFO | petroleum | TRUE
1746 | Petroleum Liquids | IC | 3 | N | Electric Utility | DFO | petroleum | TRUE
1746 | Petroleum Liquids | IC | 3 | N | Electric Utility | DFO | petroleum | TRUE
1746 | Petroleum Liquids | IC | 3 | N | Electric Utility | DFO | petroleum | TRUE
1750 | Petroleum Liquids | IC | 2 | N | Electric Utility | DFO | petroleum | TRUE
1750 | Petroleum Liquids | IC | 2.8 | N | Electric Utility | DFO | petroleum | TRUE
1751 | Conventional Hydroelectric | HY | 0.4 | N | Electric Utility | WAT | hydro | TRUE
1751 | Conventional Hydroelectric | HY | 0.4 | N | Electric Utility | WAT | hydro | TRUE
1751 | Conventional Hydroelectric | HY | 0.4 | N | Electric Utility | WAT | hydro | TRUE
1751 | Conventional Hydroelectric | HY | 0.4 | N | Electric Utility | WAT | hydro | TRUE
1751 | Conventional Hydroelectric | HY | 0.4 | N | Electric Utility | WAT | hydro | TRUE
1751 | Conventional Hydroelectric | HY | 0.4 | N | Electric Utility | WAT | hydro | TRUE
1751 | Conventional Hydroelectric | HY | 0.4 | N | Electric Utility | WAT | hydro | TRUE
1751 | Conventional Hydroelectric | HY | 0.4 | N | Electric Utility | WAT | hydro | TRUE
1751 | Conventional Hydroelectric | HY | 0.4 | N | Electric Utility | WAT | hydro | TRUE
1751 | Conventional Hydroelectric | HY | 0.4 | N | Electric Utility | WAT | hydro | TRUE
1751 | Conventional Hydroelectric | HY | 0.4 | N | Electric Utility | WAT | hydro | TRUE
1751 | Conventional Hydroelectric | HY | 0.4 | N | Electric Utility | WAT | hydro | TRUE
1751 | Conventional Hydroelectric | HY | 0.4 | N | Electric Utility | WAT | hydro | TRUE
1751 | Conventional Hydroelectric | HY | 0.4 | N | Electric Utility | WAT | hydro | TRUE
1751 | Conventional Hydroelectric | HY | 0.4 | N | Electric Utility | WAT | hydro | TRUE
1751 | Conventional Hydroelectric | HY | 0.4 | N | Electric Utility | WAT | hydro | TRUE
1751 | Conventional Hydroelectric | HY | 0.4 | N | Electric Utility | WAT | hydro | TRUE
1751 | Conventional Hydroelectric | HY | 0.4 | N | Electric Utility | WAT | hydro | TRUE
1751 | Conventional Hydroelectric | HY | 0.4 | N | Electric Utility | WAT | hydro | TRUE
1751 | Conventional Hydroelectric | HY | 0.4 | N | Electric Utility | WAT | hydro | TRUE
1751 | Conventional Hydroelectric | HY | 0.4 | N | Electric Utility | WAT | hydro | TRUE
1751 | Conventional Hydroelectric | HY | 0.4 | N | Electric Utility | WAT | hydro | TRUE
1751 | Conventional Hydroelectric | HY | 0.4 | N | Electric Utility | WAT | hydro | TRUE
1751 | Conventional Hydroelectric | HY | 0.4 | N | Electric Utility | WAT | hydro | TRUE
1751 | Conventional Hydroelectric | HY | 0.4 | N | Electric Utility | WAT | hydro | TRUE
1751 | Conventional Hydroelectric | HY | 0.4 | N | Electric Utility | WAT | hydro | TRUE
1751 | Conventional Hydroelectric | HY | 0.4 | N | Electric Utility | WAT | hydro | TRUE
1751 | Conventional Hydroelectric | HY | 0.4 | N | Electric Utility | WAT | hydro | TRUE
1751 | Conventional Hydroelectric | HY | 0.4 | N | Electric Utility | WAT | hydro | TRUE
1751 | Conventional Hydroelectric | HY | 0.4 | N | Electric Utility | WAT | hydro | TRUE
1751 | Conventional Hydroelectric | HY | 0.4 | N | Electric Utility | WAT | hydro | TRUE
1751 | Conventional Hydroelectric | HY | 0.4 | N | Electric Utility | WAT | hydro | TRUE
1751 | Conventional Hydroelectric | HY | 0.4 | N | Electric Utility | WAT | hydro | TRUE
1751 | Conventional Hydroelectric | HY | 0.4 | N | Electric Utility | WAT | hydro | TRUE
1751 | Conventional Hydroelectric | HY | 0.4 | N | Electric Utility | WAT | hydro | TRUE
1751 | Conventional Hydroelectric | HY | 0.4 | N | Electric Utility | WAT | hydro | TRUE
1751 | Conventional Hydroelectric | HY | 0.4 | N | Electric Utility | WAT | hydro | TRUE
1751 | Conventional Hydroelectric | HY | 0.4 | N | Electric Utility | WAT | hydro | TRUE
1751 | Conventional Hydroelectric | HY | 0.4 | N | Electric Utility | WAT | hydro | TRUE
1751 | Conventional Hydroelectric | HY | 0.4 | N | Electric Utility | WAT | hydro | TRUE
1751 | Conventional Hydroelectric | HY | 0.4 | N | Electric Utility | WAT | hydro | TRUE
1751 | Conventional Hydroelectric | HY | 0.4 | N | Electric Utility | WAT | hydro | TRUE
1751 | Conventional Hydroelectric | HY | 0.4 | N | Electric Utility | WAT | hydro | TRUE
1751 | Conventional Hydroelectric | HY | 0.4 | N | Electric Utility | WAT | hydro | TRUE
1751 | Conventional Hydroelectric | HY | 0.4 | N | Electric Utility | WAT | hydro | TRUE
1751 | Conventional Hydroelectric | HY | 0.4 | N | Electric Utility | WAT | hydro | TRUE
1751 | Conventional Hydroelectric | HY | 0.4 | N | Electric Utility | WAT | hydro | TRUE
1751 | Conventional Hydroelectric | HY | 0.4 | N | Electric Utility | WAT | hydro | TRUE
1751 | Conventional Hydroelectric | HY | 0.4 | N | Electric Utility | WAT | hydro | TRUE
1751 | Conventional Hydroelectric | HY | 0.4 | N | Electric Utility | WAT | hydro | TRUE
1751 | Conventional Hydroelectric | HY | 0.4 | N | Electric Utility | WAT | hydro | TRUE
1751 | Conventional Hydroelectric | HY | 0.4 | N | Electric Utility | WAT | hydro | TRUE
1751 | Conventional Hydroelectric | HY | 0.4 | N | Electric Utility | WAT | hydro | TRUE
1751 | Conventional Hydroelectric | HY | 0.4 | N | Electric Utility | WAT | hydro | TRUE
1751 | Conventional Hydroelectric | HY | 0.4 | N | Electric Utility | WAT | hydro | TRUE
1751 | Conventional Hydroelectric | HY | 0.4 | N | Electric Utility | WAT | hydro | TRUE
1751 | Conventional Hydroelectric | HY | 0.4 | N | Electric Utility | WAT | hydro | TRUE
1751 | Conventional Hydroelectric | HY | 0.4 | N | Electric Utility | WAT | hydro | TRUE
1751 | Conventional Hydroelectric | HY | 0.4 | N | Electric Utility | WAT | hydro | TRUE
1751 | Conventional Hydroelectric | HY | 0.4 | N | Electric Utility | WAT | hydro | TRUE
1751 | Conventional Hydroelectric | HY | 0.4 | N | Electric Utility | WAT | hydro | TRUE
1751 | Conventional Hydroelectric | HY | 0.4 | N | Electric Utility | WAT | hydro | TRUE
1751 | Conventional Hydroelectric | HY | 0.4 | N | Electric Utility | WAT | hydro | TRUE
1751 | Conventional Hydroelectric | HY | 0.4 | N | Electric Utility | WAT | hydro | TRUE
1751 | Conventional Hydroelectric | HY | 0.4 | N | Electric Utility | WAT | hydro | TRUE
1751 | Conventional Hydroelectric | HY | 0.4 | N | Electric Utility | WAT | hydro | TRUE
1751 | Conventional Hydroelectric | HY | 0.4 | N | Electric Utility | WAT | hydro | TRUE
1751 | Conventional Hydroelectric | HY | 0.4 | N | Electric Utility | WAT | hydro | TRUE
1751 | Conventional Hydroelectric | HY | 0.4 | N | Electric Utility | WAT | hydro | TRUE
1751 | Conventional Hydroelectric | HY | 0.4 | N | Electric Utility | WAT | hydro | TRUE
1751 | Conventional Hydroelectric | HY | 0.4 | N | Electric Utility | WAT | hydro | TRUE
1751 | Conventional Hydroelectric | HY | 0.4 | N | Electric Utility | WAT | hydro | TRUE
1751 | Conventional Hydroelectric | HY | 0.4 | N | Electric Utility | WAT | hydro | TRUE
1753 | Conventional Hydroelectric | HY | 0.4 | N | Electric Utility | WAT | hydro | TRUE
1753 | Conventional Hydroelectric | HY | 0.4 | N | Electric Utility | WAT | hydro | TRUE
1753 | Conventional Hydroelectric | HY | 0.4 | N | Electric Utility | WAT | hydro | TRUE
1753 | Conventional Hydroelectric | HY | 0.4 | N | Electric Utility | WAT | hydro | TRUE
1753 | Conventional Hydroelectric | HY | 0.4 | N | Electric Utility | WAT | hydro | TRUE
1753 | Conventional Hydroelectric | HY | 0.4 | N | Electric Utility | WAT | hydro | TRUE
1753 | Conventional Hydroelectric | HY | 0.4 | N | Electric Utility | WAT | hydro | TRUE
1753 | Conventional Hydroelectric | HY | 0.4 | N | Electric Utility | WAT | hydro | TRUE
1753 | Conventional Hydroelectric | HY | 0.4 | N | Electric Utility | WAT | hydro | TRUE
1753 | Conventional Hydroelectric | HY | 0.4 | N | Electric Utility | WAT | hydro | TRUE
1753 | Conventional Hydroelectric | HY | 0.4 | N | Electric Utility | WAT | hydro | TRUE
1753 | Conventional Hydroelectric | HY | 0.4 | N | Electric Utility | WAT | hydro | TRUE
1754 | Conventional Hydroelectric | HY | 0.2 | N | Electric Utility | WAT | hydro | TRUE
1754 | Conventional Hydroelectric | HY | 0.2 | N | Electric Utility | WAT | hydro | TRUE
1754 | Conventional Hydroelectric | HY | 0.2 | N | Electric Utility | WAT | hydro | TRUE
1754 | Conventional Hydroelectric | HY | 0.2 | N | Electric Utility | WAT | hydro | TRUE
1754 | Conventional Hydroelectric | HY | 0.2 | N | Electric Utility | WAT | hydro | TRUE
1754 | Conventional Hydroelectric | HY | 0.2 | N | Electric Utility | WAT | hydro | TRUE
1754 | Conventional Hydroelectric | HY | 0.2 | N | Electric Utility | WAT | hydro | TRUE
1754 | Conventional Hydroelectric | HY | 0.2 | N | Electric Utility | WAT | hydro | TRUE
1754 | Conventional Hydroelectric | HY | 0.2 | N | Electric Utility | WAT | hydro | TRUE
1754 | Conventional Hydroelectric | HY | 0.2 | N | Electric Utility | WAT | hydro | TRUE
1756 | Conventional Hydroelectric | HY | 0.5 | N | Electric Utility | WAT | hydro | TRUE
1756 | Conventional Hydroelectric | HY | 0.5 | N | Electric Utility | WAT | hydro | TRUE
1757 | Conventional Hydroelectric | HY | 0.5 | N | Electric Utility | WAT | hydro | TRUE
1757 | Conventional Hydroelectric | HY | 0.5 | N | Electric Utility | WAT | hydro | TRUE
1760 | Conventional Hydroelectric | HY | 0.1 | N | Electric Utility | WAT | hydro | TRUE
1760 | Conventional Hydroelectric | HY | 0.1 | N | Electric Utility | WAT | hydro | TRUE
1760 | Conventional Hydroelectric | HY | 0.1 | N | Electric Utility | WAT | hydro | TRUE
1760 | Conventional Hydroelectric | HY | 0.1 | N | Electric Utility | WAT | hydro | TRUE
1761 | Conventional Hydroelectric | HY | 0.1 | N | Electric Utility | WAT | hydro | TRUE
1761 | Conventional Hydroelectric | HY | 0.1 | N | Electric Utility | WAT | hydro | TRUE
1761 | Conventional Hydroelectric | HY | 0.1 | N | Electric Utility | WAT | hydro | TRUE
1761 | Conventional Hydroelectric | HY | 0.1 | N | Electric Utility | WAT | hydro | TRUE
1769 | Conventional Steam Coal | ST | 55 | N | Electric Utility | SUB | hard coal | TRUE
1769 | Conventional Steam Coal | ST | 55 | N | Electric Utility | SUB | hard coal | TRUE
1769 | Conventional Steam Coal | ST | 78 | N | Electric Utility | SUB | hard coal | TRUE
1769 | Conventional Steam Coal | ST | 78 | N | Electric Utility | SUB | hard coal | TRUE
1769 | Conventional Steam Coal | ST | 78 | N | Electric Utility | SUB | hard coal | TRUE
1771 | Conventional Steam Coal | ST | 13 | N | Electric Utility | BIT | hard coal | TRUE
1771 | Conventional Steam Coal | ST | 13 | N | Electric Utility | BIT | hard coal | TRUE
1771 | Petroleum Liquids | GT | 12.5 | N | Electric Utility | DFO | petroleum | TRUE
1772 | Wood/Wood Waste Biomass | ST | 17.7 | N | IPP Non-CHP | WDS | biomass | TRUE
1773 | Conventional Hydroelectric | HY | 0.4 | N | Electric Utility | WAT | hydro | TRUE
1773 | Conventional Hydroelectric | HY | 0.4 | N | Electric Utility | WAT | hydro | TRUE
1774 | Conventional Hydroelectric | HY | 5.9 | N | Electric Utility | WAT | hydro | TRUE
1774 | Conventional Hydroelectric | HY | 5.9 | N | Electric Utility | WAT | hydro | TRUE
1775 | Conventional Hydroelectric | HY | 1.3 | N | Electric Utility | WAT | hydro | TRUE
1775 | Conventional Hydroelectric | HY | 2 | N | Electric Utility | WAT | hydro | TRUE
1775 | Conventional Hydroelectric | HY | 2 | N | Electric Utility | WAT | hydro | TRUE
1776 | Conventional Hydroelectric | HY | 2.6 | N | Electric Utility | WAT | hydro | TRUE
1776 | Conventional Hydroelectric | HY | 2.6 | N | Electric Utility | WAT | hydro | TRUE
1776 | Conventional Hydroelectric | HY | 2.6 | N | Electric Utility | WAT | hydro | TRUE
1777 | Conventional Hydroelectric | HY | 2.8 | N | Electric Utility | WAT | hydro | TRUE
1778 | Conventional Hydroelectric | HY | 2.4 | N | Electric Utility | WAT | hydro | TRUE
1778 | Conventional Hydroelectric | HY | 2.4 | N | Electric Utility | WAT | hydro | TRUE
1778 | Conventional Hydroelectric | HY | 2.4 | N | Electric Utility | WAT | hydro | TRUE
1780 | Conventional Hydroelectric | HY | 4.8 | N | Electric Utility | WAT | hydro | TRUE
1780 | Conventional Hydroelectric | HY | 4.8 | N | Electric Utility | WAT | hydro | TRUE
1781 | Conventional Hydroelectric | HY | 6 | N | Electric Utility | WAT | hydro | TRUE
1781 | Conventional Hydroelectric | HY | 6 | N | Electric Utility | WAT | hydro | TRUE
1784 | Conventional Hydroelectric | HY | 1.3 | N | Electric Utility | WAT | hydro | TRUE
1784 | Conventional Hydroelectric | HY | 1.3 | N | Electric Utility | WAT | hydro | TRUE
1784 | Conventional Hydroelectric | HY | 1.3 | N | Electric Utility | WAT | hydro | TRUE
1784 | Conventional Hydroelectric | HY | 1.2 | N | Electric Utility | WAT | hydro | TRUE
1784 | Conventional Hydroelectric | HY | 1.2 | N | Electric Utility | WAT | hydro | TRUE
1785 | Conventional Hydroelectric | HY | 1.8 | N | Electric Utility | WAT | hydro | TRUE
1786 | Conventional Hydroelectric | HY | 2.6 | N | Electric Utility | WAT | hydro | TRUE
1786 | Conventional Hydroelectric | HY | 2 | N | Electric Utility | WAT | hydro | TRUE
1786 | Conventional Hydroelectric | HY | 2.6 | N | Electric Utility | WAT | hydro | TRUE
1787 | Conventional Hydroelectric | HY | 0.6 | N | Electric Utility | WAT | hydro | TRUE
1787 | Conventional Hydroelectric | HY | 0.6 | N | Electric Utility | WAT | hydro | TRUE
1787 | Conventional Hydroelectric | HY | 0.8 | N | Electric Utility | WAT | hydro | TRUE
1787 | Conventional Hydroelectric | HY | 1 | N | Electric Utility | WAT | hydro | TRUE
1787 | Conventional Hydroelectric | HY | 1 | N | Electric Utility | WAT | hydro | TRUE
1818 | Petroleum Liquids | IC | 0.5 | N | Electric Utility | DFO | petroleum | TRUE
1818 | Petroleum Liquids | IC | 0.5 | N | Electric Utility | DFO | petroleum | TRUE
1818 | Natural Gas Internal Combustion Engine | IC | 2 | N | Electric Utility | NG | natural gas peaker | TRUE
1821 | Conventional Hydroelectric | HY | 0.3 | N | Electric Utility | WAT | hydro | TRUE
1821 | Conventional Hydroelectric | HY | 0.3 | N | Electric Utility | WAT | hydro | TRUE
1821 | Conventional Hydroelectric | HY | 0.4 | N | Electric Utility | WAT | hydro | TRUE
1825 | Conventional Steam Coal | ST | 63.2 | N | Electric Utility | BIT | hard coal | TRUE
1826 | Natural Gas Internal Combustion Engine | IC | 8.4 | N | Electric Utility | NG | natural gas peaker | TRUE
1826 | Petroleum Liquids | IC | 2.3 | N | Electric Utility | RFO | petroleum | TRUE
1826 | Petroleum Liquids | IC | 3.2 | N | Electric Utility | DFO | petroleum | TRUE
1826 | Natural Gas Internal Combustion Engine | IC | 2.8 | N | Electric Utility | NG | natural gas peaker | TRUE
1826 | Petroleum Liquids | IC | 5.1 | N | Electric Utility | RFO | petroleum | TRUE
1827 | Natural Gas Internal Combustion Engine | IC | 1.4 | N | Electric Utility | NG | natural gas peaker | TRUE
1827 | Petroleum Liquids | IC | 1.7 | N | Electric Utility | DFO | petroleum | TRUE
1827 | Petroleum Liquids | IC | 2 | N | Electric Utility | DFO | petroleum | TRUE
1829 | Petroleum Liquids | IC | 1.9 | N | Electric Utility | DFO | petroleum | TRUE
1829 | Natural Gas Internal Combustion Engine | IC | 2.4 | N | Electric Utility | NG | natural gas peaker | TRUE
1829 | Natural Gas Internal Combustion Engine | IC | 3.7 | N | Electric Utility | NG | natural gas peaker | TRUE
1829 | Natural Gas Internal Combustion Engine | IC | 5.6 | N | Electric Utility | NG | natural gas peaker | TRUE
1829 | Natural Gas Internal Combustion Engine | IC | 6 | N | Electric Utility | NG | natural gas peaker | TRUE
1830 | Conventional Steam Coal | ST | 10.5 | N | Electric Utility | BIT | hard coal | TRUE
1830 | Conventional Steam Coal | ST | 20.5 | N | Electric Utility | BIT | hard coal | TRUE
1830 | Conventional Steam Coal | ST | 27 | N | Electric Utility | BIT | hard coal | TRUE
1831 | Conventional Steam Coal | ST | 32.9 | N | Electric Utility | SUB | hard coal | TRUE
1831 | Conventional Steam Coal | ST | 30.6 | N | Electric Utility | SUB | hard coal | TRUE
1831 | Conventional Steam Coal | ST | 64 | N | Electric Utility | SUB | hard coal | TRUE
1831 | Conventional Steam Coal | ST | 63.1 | N | Electric Utility | SUB | hard coal | TRUE
1831 | Conventional Steam Coal | ST | 62.8 | N | Electric Utility | SUB | hard coal | TRUE
1832 | Conventional Steam Coal | ST | 154.5 | N | Electric Utility | SUB | hard coal | TRUE
1840 | Petroleum Liquids | GT | 20 | N | Electric Utility | DFO | petroleum | TRUE
1842 | Conventional Hydroelectric | HY | 1.6 | N | Electric Utility | WAT | hydro | TRUE
1842 | Conventional Hydroelectric | HY | 1.6 | N | Electric Utility | WAT | hydro | TRUE
1843 | Conventional Steam Coal | ST | 11.6 | N | Electric Utility | BIT | hard coal | TRUE
1843 | Conventional Steam Coal | ST | 19.5 | N | Electric Utility | BIT | hard coal | TRUE
1843 | Conventional Steam Coal | ST | 41 | N | Electric Utility | SUB | hard coal | TRUE
1844 | Conventional Hydroelectric | HY | 0.1 | N | Electric Utility | WAT | hydro | TRUE
1844 | Conventional Hydroelectric | HY | 0.1 | N | Electric Utility | WAT | hydro | TRUE
1844 | Natural Gas Internal Combustion Engine | IC | 0.9 | N | Electric Utility | NG | natural gas peaker | TRUE
1844 | Natural Gas Internal Combustion Engine | IC | 1.9 | N | Electric Utility | NG | natural gas peaker | TRUE
1844 | Petroleum Liquids | IC | 0.7 | N | Electric Utility | DFO | petroleum | TRUE
1844 | Natural Gas Internal Combustion Engine | IC | 1.4 | N | Electric Utility | NG | natural gas peaker | TRUE
1844 | Natural Gas Internal Combustion Engine | IC | 5.6 | N | Electric Utility | NG | natural gas peaker | TRUE
1846 | Petroleum Liquids | IC | 2.5 | N | Electric Utility | DFO | petroleum | TRUE
1846 | Petroleum Liquids | IC | 0.5 | N | Electric Utility | DFO | petroleum | TRUE
1846 | Petroleum Liquids | IC | 1.5 | N | Electric Utility | DFO | petroleum | TRUE
1848 | Conventional Hydroelectric | HY | 2.7 | N | Electric Utility | WAT | hydro | TRUE
1848 | Conventional Hydroelectric | HY | 1.2 | N | Electric Utility | WAT | hydro | TRUE
1848 | Conventional Hydroelectric | HY | 1.1 | N | Electric Utility | WAT | hydro | TRUE
1848 | Conventional Hydroelectric | HY | 0.9 | N | Electric Utility | WAT | hydro | TRUE
1851 | Petroleum Liquids | IC | 0.8 | N | Electric Utility | DFO | petroleum | TRUE
1851 | Petroleum Liquids | IC | 1.7 | N | Electric Utility | DFO | petroleum | TRUE
1851 | Petroleum Liquids | IC | 1 | N | Electric Utility | DFO | petroleum | TRUE
1852 | Petroleum Liquids | IC | 1.3 | N | Electric Utility | DFO | petroleum | TRUE
1852 | Petroleum Liquids | IC | 0.6 | N | Electric Utility | DFO | petroleum | TRUE
1852 | Petroleum Liquids | IC | 0.9 | N | Electric Utility | DFO | petroleum | TRUE
1852 | Conventional Hydroelectric | HY | 0.2 | N | Electric Utility | WAT | hydro | TRUE
1852 | Conventional Hydroelectric | HY | 0.2 | N | Electric Utility | WAT | hydro | TRUE
1852 | Petroleum Liquids | IC | 1.1 | N | Electric Utility | DFO | petroleum | TRUE
1852 | Petroleum Liquids | IC | 1.5 | N | Electric Utility | DFO | petroleum | TRUE
1852 | Petroleum Liquids | IC | 1.1 | N | Electric Utility | DFO | petroleum | TRUE
1853 | Natural Gas Internal Combustion Engine | IC | 0.9 | N | Electric Utility | NG | natural gas peaker | TRUE
1853 | Petroleum Liquids | IC | 0.8 | N | Electric Utility | DFO | petroleum | TRUE
1853 | Natural Gas Internal Combustion Engine | IC | 1.1 | N | Electric Utility | NG | natural gas peaker | TRUE
1853 | Natural Gas Internal Combustion Engine | IC | 1.2 | N | Electric Utility | NG | natural gas peaker | TRUE
1853 | Natural Gas Internal Combustion Engine | IC | 1 | N | Electric Utility | NG | natural gas peaker | TRUE
1853 | Natural Gas Internal Combustion Engine | IC | 0.6 | N | Electric Utility | NG | natural gas peaker | TRUE
1855 | Natural Gas Internal Combustion Engine | IC | 6 | N | Electric Utility | NG | natural gas peaker | TRUE
1856 | Conventional Hydroelectric | HY | 0.4 | N | Electric Utility | WAT | hydro | TRUE
1856 | Conventional Hydroelectric | HY | 0.4 | N | Electric Utility | WAT | hydro | TRUE
1856 | Conventional Hydroelectric | HY | 0.7 | N | Electric Utility | WAT | hydro | TRUE
1856 | Conventional Hydroelectric | HY | 0.7 | N | Electric Utility | WAT | hydro | TRUE
1865 | Conventional Hydroelectric | HY | 5 | N | Electric Utility | WAT | hydro | TRUE
1865 | Conventional Hydroelectric | HY | 2.8 | N | Electric Utility | WAT | hydro | TRUE
1865 | Conventional Hydroelectric | HY | 5 | N | Electric Utility | WAT | hydro | TRUE
1865 | Conventional Hydroelectric | HY | 5 | N | Electric Utility | WAT | hydro | TRUE
1865 | Conventional Hydroelectric | HY | 2.5 | N | Electric Utility | WAT | hydro | TRUE
1866 | Conventional Steam Coal | ST | 10.5 | N | Electric Utility | BIT | hard coal | TRUE
1866 | Natural Gas Steam Turbine | ST | 22 | N | Electric Utility | NG | natural gas peaker | TRUE
1866 | Natural Gas Steam Turbine | ST | 7.5 | N | Electric Utility | NG | natural gas peaker | TRUE
1866 | Natural Gas Steam Turbine | ST | 32 | N | Electric Utility | NG | natural gas peaker | TRUE
1866 | Petroleum Liquids | IC | 1.8 | N | Electric Utility | DFO | petroleum | TRUE
1866 | Petroleum Liquids | IC | 1.8 | N | Electric Utility | DFO | petroleum | TRUE
1866 | Petroleum Liquids | IC | 1.8 | N | Electric Utility | DFO | petroleum | TRUE
1867 | Natural Gas Internal Combustion Engine | IC | 1.5 | N | Electric Utility | NG | natural gas peaker | TRUE
1867 | Natural Gas Internal Combustion Engine | IC | 6 | N | Electric Utility | NG | natural gas peaker | TRUE
1867 | Natural Gas Internal Combustion Engine | IC | 6.4 | N | Electric Utility | NG | natural gas peaker | TRUE
1867 | Natural Gas Internal Combustion Engine | IC | 1.2 | N | Electric Utility | NG | natural gas peaker | TRUE
1867 | Natural Gas Internal Combustion Engine | IC | 2 | N | Electric Utility | NG | natural gas peaker | TRUE
1867 | Natural Gas Internal Combustion Engine | IC | 1.5 | N | Electric Utility | NG | natural gas peaker | TRUE
1867 | Natural Gas Internal Combustion Engine | IC | 5 | N | Electric Utility | NG | natural gas peaker | TRUE
1868 | Petroleum Liquids | IC | 0.9 | N | Electric Utility | DFO | petroleum | TRUE
1868 | Petroleum Liquids | IC | 0.9 | N | Electric Utility | DFO | petroleum | TRUE
1868 | Petroleum Liquids | IC | 2.5 | N | Electric Utility | DFO | petroleum | TRUE
1868 | Petroleum Liquids | IC | 2.5 | N | Electric Utility | DFO | petroleum | TRUE
1871 | Conventional Hydroelectric | HY | 0.6 | N | IPP Non-CHP | WAT | hydro | TRUE
1871 | Conventional Hydroelectric | HY | 0.6 | N | IPP Non-CHP | WAT | hydro | TRUE
1871 | Conventional Hydroelectric | HY | 0.3 | N | IPP Non-CHP | WAT | hydro | TRUE
1871 | Conventional Hydroelectric | HY | 0.3 | N | IPP Non-CHP | WAT | hydro | TRUE
1873 | Petroleum Liquids | GT | 19.3 | N | Electric Utility | DFO | petroleum | TRUE
1874 | Petroleum Liquids | IC | 1 | N | Electric Utility | DFO | petroleum | TRUE
1874 | Petroleum Liquids | IC | 1 | N | Electric Utility | DFO | petroleum | TRUE
1874 | Petroleum Liquids | IC | 1 | N | Electric Utility | DFO | petroleum | TRUE
1874 | Petroleum Liquids | IC | 1.5 | N | Electric Utility | DFO | petroleum | TRUE
1874 | Petroleum Liquids | IC | 2 | N | Electric Utility | DFO | petroleum | TRUE
1874 | Petroleum Liquids | IC | 2 | N | Electric Utility | DFO | petroleum | TRUE
1875 | Petroleum Liquids | IC | 0.6 | N | Electric Utility | DFO | petroleum | TRUE
1875 | Petroleum Liquids | IC | 0.6 | N | Electric Utility | DFO | petroleum | TRUE
1875 | Petroleum Liquids | IC | 0.7 | N | Electric Utility | DFO | petroleum | TRUE
1875 | Petroleum Liquids | IC | 0.9 | N | Electric Utility | DFO | petroleum | TRUE
1875 | Petroleum Liquids | IC | 1.5 | N | Electric Utility | DFO | petroleum | TRUE
1875 | Natural Gas Internal Combustion Engine | IC | 1.5 | N | Electric Utility | NG | natural gas peaker | TRUE
1875 | Petroleum Liquids | IC | 2.5 | N | Electric Utility | DFO | petroleum | TRUE
1875 | Petroleum Liquids | IC | 2.5 | N | Electric Utility | DFO | petroleum | TRUE
1875 | Petroleum Liquids | IC | 1.5 | N | Electric Utility | DFO | petroleum | TRUE
1877 | Natural Gas Fired Combustion Turbine | GT | 24.3 | N | Electric Utility | NG | natural gas peaker | TRUE
1877 | Petroleum Liquids | IC | 1 | N | Electric Utility | DFO | petroleum | TRUE
1877 | Natural Gas Fired Combustion Turbine | GT | 24.4 | N | Electric Utility | NG | natural gas peaker | TRUE
1880 | Natural Gas Fired Combined Cycle | CS | 19.3 | N | Electric Utility | NG | natural gas nonpeaker | TRUE
1880 | Natural Gas Fired Combustion Turbine | GT | 20.2 | N | Electric Utility | NG | natural gas peaker | TRUE
1881 | Petroleum Liquids | IC | 3 | N | Electric Utility | DFO | petroleum | TRUE
1881 | Petroleum Liquids | IC | 3 | N | Electric Utility | DFO | petroleum | TRUE
1881 | Natural Gas Fired Combustion Turbine | GT | 18.5 | N | Electric Utility | NG | natural gas peaker | TRUE
1888 | Natural Gas Steam Turbine | ST | 13.2 | N | Electric Utility | NG | natural gas peaker | TRUE
1888 | Natural Gas Steam Turbine | ST | 85.2 | N | Electric Utility | NG | natural gas peaker | TRUE
1891 | Natural Gas Steam Turbine | ST | 44.4 | N | Electric Utility | NG | natural gas peaker | TRUE
1891 | Natural Gas Steam Turbine | ST | 44.5 | N | Electric Utility | NG | natural gas peaker | TRUE
1892 | Conventional Hydroelectric | HY | 3.4 | N | Electric Utility | WAT | hydro | TRUE
1892 | Conventional Hydroelectric | HY | 4 | N | Electric Utility | WAT | hydro | TRUE
1892 | Conventional Hydroelectric | HY | 3.3 | N | Electric Utility | WAT | hydro | TRUE
1893 | Conventional Steam Coal | ST | 67.6 | N | Electric Utility | SUB | hard coal | TRUE
1893 | Conventional Steam Coal | ST | 68.1 | N | Electric Utility | SUB | hard coal | TRUE
1893 | Conventional Steam Coal | ST | 361.5 | N | Electric Utility | SUB | hard coal | TRUE
1893 | Conventional Steam Coal | ST | 584.4 | N | Electric Utility | SUB | hard coal | TRUE
1893 | Petroleum Liquids | IC | 0.8 | N | Electric Utility | DFO | petroleum | TRUE
1894 | Conventional Hydroelectric | HY | 12 | N | Electric Utility | WAT | hydro | TRUE
1895 | Conventional Hydroelectric | HY | 0.8 | N | Electric Utility | WAT | hydro | TRUE
1895 | Conventional Hydroelectric | HY | 0.8 | N | Electric Utility | WAT | hydro | TRUE
1895 | Conventional Hydroelectric | HY | 0.8 | N | Electric Utility | WAT | hydro | TRUE
1896 | Conventional Hydroelectric | HY | 0.8 | N | Electric Utility | WAT | hydro | TRUE
1896 | Conventional Hydroelectric | HY | 0.8 | N | Electric Utility | WAT | hydro | TRUE
1896 | Conventional Hydroelectric | HY | 1 | N | Electric Utility | WAT | hydro | TRUE
1896 | Conventional Hydroelectric | HY | 1 | N | Electric Utility | WAT | hydro | TRUE
1896 | Conventional Hydroelectric | HY | 0.4 | N | Electric Utility | WAT | hydro | TRUE
1896 | Conventional Hydroelectric | HY | 0.4 | N | Electric Utility | WAT | hydro | TRUE
1897 | Wood/Wood Waste Biomass | ST | 25.6 | Y | Commercial CHP | WDS | biomass | FALSE
1897 | Wood/Wood Waste Biomass | ST | 32.4 | Y | Commercial CHP | WDS | biomass | FALSE
1898 | Conventional Hydroelectric | HY | 0.7 | N | Electric Utility | WAT | hydro | TRUE
1898 | Conventional Hydroelectric | HY | 0.7 | N | Electric Utility | WAT | hydro | TRUE
1899 | Conventional Hydroelectric | HY | 0.4 | N | Electric Utility | WAT | hydro | TRUE
1899 | Conventional Hydroelectric | HY | 0.4 | N | Electric Utility | WAT | hydro | TRUE
1899 | Conventional Hydroelectric | HY | 0.4 | N | Electric Utility | WAT | hydro | TRUE
1899 | Conventional Hydroelectric | HY | 0.4 | N | Electric Utility | WAT | hydro | TRUE
1900 | Conventional Hydroelectric | HY | 0.6 | N | Electric Utility | WAT | hydro | TRUE
1900 | Conventional Hydroelectric | HY | 0.6 | N | Electric Utility | WAT | hydro | TRUE
1900 | Conventional Hydroelectric | HY | 0.6 | N | Electric Utility | WAT | hydro | TRUE
1901 | Conventional Hydroelectric | HY | 13 | N | Electric Utility | WAT | hydro | TRUE
1901 | Conventional Hydroelectric | HY | 13 | N | Electric Utility | WAT | hydro | TRUE
1901 | Conventional Hydroelectric | HY | 13 | N | Electric Utility | WAT | hydro | TRUE
1901 | Conventional Hydroelectric | HY | 10.8 | N | Electric Utility | WAT | hydro | TRUE
1901 | Conventional Hydroelectric | HY | 10.8 | N | Electric Utility | WAT | hydro | TRUE
1901 | Conventional Hydroelectric | HY | 12 | N | Electric Utility | WAT | hydro | TRUE
1902 | Conventional Hydroelectric | HY | 2 | N | Electric Utility | WAT | hydro | TRUE
1902 | Conventional Hydroelectric | HY | 2 | N | Electric Utility | WAT | hydro | TRUE
1904 | Natural Gas Fired Combined Cycle | CA | 110 | N | Electric Utility | NG | natural gas nonpeaker | TRUE
1904 | Natural Gas Fired Combined Cycle | CT | 172 | N | Electric Utility | NG | natural gas nonpeaker | TRUE
1910 | Natural Gas Fired Combustion Turbine | GT | 13 | N | Electric Utility | NG | natural gas peaker | TRUE
1910 | Natural Gas Fired Combustion Turbine | GT | 13 | N | Electric Utility | NG | natural gas peaker | TRUE
1910 | Natural Gas Fired Combustion Turbine | GT | 13 | N | Electric Utility | NG | natural gas peaker | TRUE
1910 | Natural Gas Fired Combustion Turbine | GT | 13 | N | Electric Utility | NG | natural gas peaker | TRUE
1911 | Conventional Hydroelectric | HY | 1.2 | N | Electric Utility | WAT | hydro | TRUE
1911 | Conventional Hydroelectric | HY | 1.2 | N | Electric Utility | WAT | hydro | TRUE
1911 | Conventional Hydroelectric | HY | 1.2 | N | Electric Utility | WAT | hydro | TRUE
1911 | Conventional Hydroelectric | HY | 1.2 | N | Electric Utility | WAT | hydro | TRUE
1911 | Conventional Hydroelectric | HY | 1.3 | N | Electric Utility | WAT | hydro | TRUE
1912 | Natural Gas Fired Combined Cycle | CT | 156 | N | Electric Utility | NG | natural gas nonpeaker | TRUE
1912 | Natural Gas Fired Combined Cycle | CT | 156 | N | Electric Utility | NG | natural gas nonpeaker | TRUE
1912 | Natural Gas Fired Combined Cycle | CA | 226 | N | Electric Utility | NG | natural gas nonpeaker | TRUE
1913 | Natural Gas Fired Combustion Turbine | GT | 47 | N | Electric Utility | NG | natural gas peaker | TRUE
1913 | Natural Gas Fired Combustion Turbine | GT | 47 | N | Electric Utility | NG | natural gas peaker | TRUE
1913 | Natural Gas Fired Combustion Turbine | GT | 47 | N | Electric Utility | NG | natural gas peaker | TRUE
1913 | Natural Gas Fired Combustion Turbine | GT | 47 | N | Electric Utility | NG | natural gas peaker | TRUE
1913 | Natural Gas Fired Combustion Turbine | GT | 47 | N | Electric Utility | NG | natural gas peaker | TRUE
1913 | Natural Gas Fired Combustion Turbine | GT | 47 | N | Electric Utility | NG | natural gas peaker | TRUE
1913 | Petroleum Liquids | GT | 1.8 | N | Electric Utility | DFO | petroleum | TRUE
1913 | Petroleum Liquids | GT | 1.8 | N | Electric Utility | DFO | petroleum | TRUE
1915 | Conventional Steam Coal | ST | 511 | N | Electric Utility | SUB | hard coal | TRUE
1922 | Nuclear | ST | 607 | N | Electric Utility | NUC | nuclear | TRUE
1925 | Nuclear | ST | 521 | N | Electric Utility | NUC | nuclear | TRUE
1925 | Nuclear | ST | 519 | N | Electric Utility | NUC | nuclear | TRUE
1926 | Municipal Solid Waste | ST | 9 | N | Electric Utility | MSW | biomass | TRUE
1926 | Municipal Solid Waste | ST | 9 | N | Electric Utility | MSW | biomass | TRUE
1927 | Natural Gas Fired Combined Cycle | CT | 155 | N | Electric Utility | NG | natural gas nonpeaker | TRUE
1927 | Natural Gas Fired Combined Cycle | CT | 155 | N | Electric Utility | NG | natural gas nonpeaker | TRUE
1927 | Natural Gas Fired Combined Cycle | CA | 160 | N | Electric Utility | NG | natural gas nonpeaker | TRUE
1929 | Petroleum Liquids | IC | 2 | N | Electric Utility | DFO | petroleum | TRUE
1929 | Petroleum Liquids | IC | 2 | N | Electric Utility | DFO | petroleum | TRUE
1929 | Petroleum Liquids | IC | 2 | N | Electric Utility | DFO | petroleum | TRUE
1929 | Petroleum Liquids | IC | 2 | N | Electric Utility | DFO | petroleum | TRUE
1929 | Petroleum Liquids | IC | 2 | N | Electric Utility | DFO | petroleum | TRUE
1929 | Petroleum Liquids | IC | 2 | N | Electric Utility | DFO | petroleum | TRUE
1934 | Municipal Solid Waste | ST | 9 | N | Electric Utility | MSW | biomass | TRUE
1934 | Municipal Solid Waste | ST | 9 | N | Electric Utility | MSW | biomass | TRUE
1943 | Conventional Steam Coal | ST | 58 | N | Electric Utility | SUB | hard coal | TRUE
1943 | Conventional Steam Coal | ST | 80 | N | Electric Utility | SUB | hard coal | TRUE
1943 | Petroleum Liquids | IC | 0.2 | N | Electric Utility | DFO | petroleum | TRUE
1943 | Petroleum Liquids | IC | 0.1 | N | Electric Utility | DFO | petroleum | TRUE
1943 | Conventional Hydroelectric | HY | 0.8 | N | Electric Utility | WAT | hydro | TRUE
1956 | Petroleum Liquids | IC | 2 | N | Electric Utility | DFO | petroleum | TRUE
1958 | Petroleum Liquids | IC | 1 | N | Electric Utility | DFO | petroleum | TRUE
1958 | Petroleum Liquids | IC | 3.6 | N | Electric Utility | DFO | petroleum | TRUE
1958 | Petroleum Liquids | IC | 3.6 | N | Electric Utility | DFO | petroleum | TRUE
1961 | Natural Gas Steam Turbine | ST | 28 | N | Electric Utility | NG | natural gas peaker | TRUE
1964 | Petroleum Liquids | IC | 1.8 | N | Electric Utility | DFO | petroleum | TRUE
1964 | Petroleum Liquids | IC | 1.8 | N | Electric Utility | DFO | petroleum | TRUE
1964 | Petroleum Liquids | IC | 1.8 | N | Electric Utility | DFO | petroleum | TRUE
1964 | Petroleum Liquids | IC | 1.8 | N | Electric Utility | DFO | petroleum | TRUE
1964 | Petroleum Liquids | IC | 1.8 | N | Electric Utility | DFO | petroleum | TRUE
1966 | Petroleum Liquids | IC | 0.3 | N | Electric Utility | DFO | petroleum | TRUE
1966 | Petroleum Liquids | IC | 0.7 | N | Electric Utility | DFO | petroleum | TRUE
1966 | Petroleum Liquids | IC | 1.3 | N | Electric Utility | DFO | petroleum | TRUE
1966 | Petroleum Liquids | IC | 2 | N | Electric Utility | DFO | petroleum | TRUE
1966 | Petroleum Liquids | IC | 1.9 | N | Electric Utility | DFO | petroleum | TRUE
1966 | Petroleum Liquids | IC | 1.3 | N | Electric Utility | DFO | petroleum | TRUE
1967 | Petroleum Liquids | IC | 1.5 | N | Electric Utility | DFO | petroleum | TRUE
1967 | Petroleum Liquids | IC | 1.6 | N | Electric Utility | DFO | petroleum | TRUE
1967 | Petroleum Liquids | IC | 1.6 | N | Electric Utility | DFO | petroleum | TRUE
1967 | Petroleum Liquids | IC | 1.6 | N | Electric Utility | DFO | petroleum | TRUE
1967 | Petroleum Liquids | IC | 1.8 | N | Electric Utility | DFO | petroleum | TRUE
1967 | Petroleum Liquids | IC | 1.1 | N | Electric Utility | DFO | petroleum | TRUE
1967 | Petroleum Liquids | IC | 1.8 | N | Electric Utility | DFO | petroleum | TRUE
1969 | Petroleum Liquids | IC | 1.1 | N | Electric Utility | DFO | petroleum | TRUE
1969 | Natural Gas Internal Combustion Engine | IC | 1.1 | N | Electric Utility | NG | natural gas peaker | TRUE
1969 | Natural Gas Internal Combustion Engine | IC | 1.3 | N | Electric Utility | NG | natural gas peaker | TRUE
1969 | Petroleum Liquids | IC | 0.8 | N | Electric Utility | DFO | petroleum | TRUE
1969 | Petroleum Liquids | IC | 1.2 | N | Electric Utility | DFO | petroleum | TRUE
1969 | Petroleum Liquids | IC | 3 | N | Electric Utility | DFO | petroleum | TRUE
1969 | Petroleum Liquids | IC | 3.1 | N | Electric Utility | DFO | petroleum | TRUE
1969 | Petroleum Liquids | GT | 11 | N | Electric Utility | DFO | petroleum | TRUE
1970 | Petroleum Liquids | GT | 9.6 | N | Electric Utility | DFO | petroleum | TRUE
1971 | Petroleum Liquids | IC | 0.5 | N | Electric Utility | DFO | petroleum | TRUE
1971 | Petroleum Liquids | IC | 0.5 | N | Electric Utility | DFO | petroleum | TRUE
1971 | Petroleum Liquids | IC | 3 | N | Electric Utility | DFO | petroleum | TRUE
1971 | Petroleum Liquids | IC | 5 | N | Electric Utility | DFO | petroleum | TRUE
1971 | Landfill Gas | IC | 0.8 | N | Electric Utility | LFG | biomass | TRUE
1971 | Landfill Gas | IC | 0.8 | N | Electric Utility | LFG | biomass | TRUE
1971 | Landfill Gas | IC | 0.8 | N | Electric Utility | LFG | biomass | TRUE
1971 | Landfill Gas | IC | 0.8 | N | Electric Utility | LFG | biomass | TRUE
1972 | Petroleum Liquids | IC | 1.9 | N | Electric Utility | DFO | petroleum | TRUE
1973 | Natural Gas Internal Combustion Engine | IC | 6.5 | N | Electric Utility | NG | natural gas peaker | TRUE
1973 | Natural Gas Internal Combustion Engine | IC | 6.5 | N | Electric Utility | NG | natural gas peaker | TRUE
1973 | Natural Gas Internal Combustion Engine | IC | 6.5 | N | Electric Utility | NG | natural gas peaker | TRUE
1973 | Petroleum Liquids | IC | 6 | N | Electric Utility | DFO | petroleum | TRUE
1973 | Petroleum Liquids | IC | 6 | N | Electric Utility | DFO | petroleum | TRUE
1973 | Natural Gas Internal Combustion Engine | IC | 6.5 | N | Electric Utility | NG | natural gas peaker | TRUE
1975 | Petroleum Liquids | IC | 5.6 | N | Electric Utility | DFO | petroleum | TRUE
1975 | Petroleum Liquids | IC | 4.8 | N | Electric Utility | DFO | petroleum | TRUE
1975 | Petroleum Liquids | IC | 4.8 | N | Electric Utility | DFO | petroleum | TRUE
1975 | Petroleum Liquids | IC | 4.8 | N | Electric Utility | DFO | petroleum | TRUE
1975 | Petroleum Liquids | IC | 1 | N | Electric Utility | DFO | petroleum | TRUE
1975 | Petroleum Liquids | IC | 3.2 | N | Electric Utility | DFO | petroleum | TRUE
1975 | Petroleum Liquids | IC | 4.4 | N | Electric Utility | DFO | petroleum | TRUE
1975 | Petroleum Liquids | IC | 5.7 | N | Electric Utility | DFO | petroleum | TRUE
1976 | Petroleum Liquids | IC | 2.5 | N | Electric Utility | DFO | petroleum | TRUE
1976 | Petroleum Liquids | IC | 1.8 | N | Electric Utility | DFO | petroleum | TRUE
1976 | Petroleum Liquids | IC | 1.8 | N | Electric Utility | DFO | petroleum | TRUE
1977 | Conventional Hydroelectric | HY | 0.2 | N | Electric Utility | WAT | hydro | TRUE
1977 | Conventional Hydroelectric | HY | 0.2 | N | Electric Utility | WAT | hydro | TRUE
1977 | Conventional Hydroelectric | HY | 0.7 | N | Electric Utility | WAT | hydro | TRUE
1979 | Conventional Steam Coal | ST | 10 | Y | Electric Utility | SUB | hard coal | TRUE
1979 | Conventional Steam Coal | ST | 19.5 | Y | Electric Utility | SUB | hard coal | TRUE
1979 | Conventional Steam Coal | ST | 1 | Y | Electric Utility | SUB | hard coal | TRUE
1980 | Natural Gas Internal Combustion Engine | IC | 8.8 | N | Electric Utility | NG | natural gas peaker | TRUE
1980 | Natural Gas Internal Combustion Engine | IC | 2 | N | Electric Utility | NG | natural gas peaker | TRUE
1980 | Natural Gas Internal Combustion Engine | IC | 3.9 | N | Electric Utility | NG | natural gas peaker | TRUE
1980 | Natural Gas Internal Combustion Engine | IC | 3.9 | N | Electric Utility | NG | natural gas peaker | TRUE
1980 | Natural Gas Fired Combined Cycle | CS | 13 | N | Electric Utility | NG | natural gas nonpeaker | TRUE
1982 | Petroleum Liquids | IC | 0.9 | N | Electric Utility | DFO | petroleum | TRUE
1982 | Petroleum Liquids | IC | 1.1 | N | Electric Utility | DFO | petroleum | TRUE
1982 | Petroleum Liquids | IC | 0.5 | N | Electric Utility | DFO | petroleum | TRUE
1982 | Petroleum Liquids | IC | 1.8 | N | Electric Utility | DFO | petroleum | TRUE
1983 | Petroleum Liquids | IC | 1.8 | N | Electric Utility | DFO | petroleum | TRUE
1983 | Petroleum Liquids | IC | 1.8 | N | Electric Utility | DFO | petroleum | TRUE
1983 | Petroleum Liquids | IC | 1.8 | N | Electric Utility | DFO | petroleum | TRUE
1985 | Petroleum Liquids | IC | 0.6 | N | Electric Utility | DFO | petroleum | TRUE
1985 | Petroleum Liquids | IC | 2 | N | Electric Utility | DFO | petroleum | TRUE
1985 | Petroleum Liquids | IC | 1.2 | N | Electric Utility | DFO | petroleum | TRUE
1985 | Petroleum Liquids | IC | 2 | N | Electric Utility | DFO | petroleum | TRUE
1987 | Conventional Hydroelectric | HY | 0.2 | N | Electric Utility | WAT | hydro | TRUE
1987 | Petroleum Liquids | IC | 0.8 | N | Electric Utility | DFO | petroleum | TRUE
1987 | Petroleum Liquids | IC | 2.1 | N | Electric Utility | DFO | petroleum | TRUE
1989 | Petroleum Liquids | IC | 2.1 | N | Electric Utility | DFO | petroleum | TRUE
1989 | Petroleum Liquids | IC | 2.1 | N | Electric Utility | DFO | petroleum | TRUE
1989 | Petroleum Liquids | IC | 2.3 | N | Electric Utility | DFO | petroleum | TRUE
1989 | Petroleum Liquids | IC | 2.3 | N | Electric Utility | DFO | petroleum | TRUE
1989 | Petroleum Liquids | IC | 2.3 | N | Electric Utility | DFO | petroleum | TRUE
1989 | Petroleum Liquids | IC | 2.3 | N | Electric Utility | DFO | petroleum | TRUE
1989 | Petroleum Liquids | IC | 2.3 | N | Electric Utility | DFO | petroleum | TRUE
1990 | Petroleum Liquids | IC | 3.5 | N | Electric Utility | DFO | petroleum | TRUE
1993 | Petroleum Liquids | GT | 15.4 | N | Electric Utility | DFO | petroleum | TRUE
1994 | Petroleum Liquids | IC | 0.8 | N | Electric Utility | DFO | petroleum | TRUE
1994 | Petroleum Liquids | IC | 1.1 | N | Electric Utility | DFO | petroleum | TRUE
1994 | Petroleum Liquids | IC | 3.2 | N | Electric Utility | DFO | petroleum | TRUE
1994 | Petroleum Liquids | IC | 3.3 | N | Electric Utility | DFO | petroleum | TRUE
1996 | Petroleum Liquids | IC | 1.3 | N | Electric Utility | DFO | petroleum | TRUE
1996 | Petroleum Liquids | IC | 1.3 | N | Electric Utility | DFO | petroleum | TRUE
1996 | Petroleum Liquids | IC | 2.3 | N | Electric Utility | DFO | petroleum | TRUE
1996 | Petroleum Liquids | IC | 2.3 | N | Electric Utility | DFO | petroleum | TRUE
1996 | Petroleum Liquids | IC | 2.3 | N | Electric Utility | DFO | petroleum | TRUE
1997 | Natural Gas Internal Combustion Engine | IC | 1.2 | N | Electric Utility | NG | natural gas peaker | TRUE
1997 | Natural Gas Internal Combustion Engine | IC | 5.7 | N | Electric Utility | NG | natural gas peaker | TRUE
1997 | Petroleum Liquids | IC | 6.3 | N | Electric Utility | DFO | petroleum | TRUE
1998 | Petroleum Liquids | IC | 0.9 | N | Electric Utility | DFO | petroleum | TRUE
1998 | Petroleum Liquids | IC | 1.8 | N | Electric Utility | DFO | petroleum | TRUE
1998 | Petroleum Liquids | IC | 1.2 | N | Electric Utility | DFO | petroleum | TRUE
1998 | Petroleum Liquids | IC | 1.8 | N | Electric Utility | DFO | petroleum | TRUE
1998 | Petroleum Liquids | IC | 1.8 | N | Electric Utility | DFO | petroleum | TRUE
1998 | Onshore Wind Turbine | WT | 1.2 | N | Electric Utility | WND | onshore wind | TRUE
1999 | Natural Gas Internal Combustion Engine | IC | 4.4 | N | Electric Utility | NG | natural gas peaker | TRUE
1999 | Natural Gas Internal Combustion Engine | IC | 2.4 | N | Electric Utility | NG | natural gas peaker | TRUE
1999 | Natural Gas Internal Combustion Engine | IC | 3.5 | N | Electric Utility | NG | natural gas peaker | TRUE
1999 | Natural Gas Internal Combustion Engine | IC | 0.6 | N | Electric Utility | NG | natural gas peaker | TRUE
1999 | Natural Gas Internal Combustion Engine | IC | 5.9 | N | Electric Utility | NG | natural gas peaker | TRUE
2001 | Natural Gas Steam Turbine | ST | 4.7 | Y | Electric Utility | NG | natural gas peaker | TRUE
2001 | Natural Gas Steam Turbine | ST | 13.2 | Y | Electric Utility | NG | natural gas peaker | TRUE
2001 | Petroleum Liquids | GT | 23 | N | Electric Utility | DFO | petroleum | TRUE
2001 | Natural Gas Steam Turbine | ST | 4.9 | Y | Electric Utility | NG | natural gas peaker | TRUE
2001 | Petroleum Liquids | GT | 25 | N | Electric Utility | DFO | petroleum | TRUE
2002 | Petroleum Liquids | IC | 2 | N | Electric Utility | DFO | petroleum | TRUE
2002 | Petroleum Liquids | IC | 2 | N | Electric Utility | DFO | petroleum | TRUE
2002 | Petroleum Liquids | IC | 2 | N | Electric Utility | DFO | petroleum | TRUE
2002 | Petroleum Liquids | IC | 2 | N | Electric Utility | DFO | petroleum | TRUE
2002 | Petroleum Liquids | IC | 2 | N | Electric Utility | DFO | petroleum | TRUE
2003 | Natural Gas Fired Combustion Turbine | GT | 16.6 | N | Electric Utility | NG | natural gas peaker | TRUE
2004 | Petroleum Liquids | IC | 0.8 | N | Electric Utility | DFO | petroleum | TRUE
2004 | Petroleum Liquids | IC | 1.1 | N | Electric Utility | DFO | petroleum | TRUE
2004 | Natural Gas Internal Combustion Engine | IC | 2.2 | N | Electric Utility | NG | natural gas peaker | TRUE
2005 | Petroleum Liquids | IC | 2.6 | N | Electric Utility | DFO | petroleum | TRUE
2005 | Petroleum Liquids | IC | 1.3 | N | Electric Utility | DFO | petroleum | TRUE
2005 | Petroleum Liquids | IC | 1 | N | Electric Utility | DFO | petroleum | TRUE
2005 | Petroleum Liquids | IC | 2.9 | N | Electric Utility | DFO | petroleum | TRUE
2005 | Petroleum Liquids | IC | 5 | N | Electric Utility | DFO | petroleum | TRUE
2007 | Conventional Hydroelectric | HY | 1.3 | N | Electric Utility | WAT | hydro | TRUE
2007 | Conventional Hydroelectric | HY | 1.3 | N | Electric Utility | WAT | hydro | TRUE
2009 | Petroleum Liquids | IC | 2.7 | N | Electric Utility | DFO | petroleum | TRUE
2009 | Petroleum Liquids | IC | 6 | N | Electric Utility | DFO | petroleum | TRUE
2009 | Conventional Hydroelectric | HY | 0.5 | N | Electric Utility | WAT | hydro | TRUE
2011 | Petroleum Liquids | IC | 1.8 | N | Electric Utility | DFO | petroleum | TRUE
2011 | Petroleum Liquids | IC | 1.8 | N | Electric Utility | DFO | petroleum | TRUE
2011 | Petroleum Liquids | IC | 2 | N | Electric Utility | DFO | petroleum | TRUE
2011 | Petroleum Liquids | IC | 2 | N | Electric Utility | DFO | petroleum | TRUE
2011 | Petroleum Liquids | IC | 1.8 | N | Electric Utility | DFO | petroleum | TRUE
2011 | Petroleum Liquids | IC | 1.8 | N | Electric Utility | DFO | petroleum | TRUE
2012 | Petroleum Liquids | IC | 1.8 | N | Electric Utility | DFO | petroleum | TRUE
2012 | Petroleum Liquids | IC | 1.8 | N | Electric Utility | DFO | petroleum | TRUE
2012 | Petroleum Liquids | IC | 1.8 | N | Electric Utility | DFO | petroleum | TRUE
2012 | Petroleum Liquids | IC | 1.8 | N | Electric Utility | DFO | petroleum | TRUE
2012 | Petroleum Liquids | IC | 1.7 | N | Electric Utility | DFO | petroleum | TRUE
2013 | Petroleum Liquids | IC | 1.1 | N | Electric Utility | DFO | petroleum | TRUE
2013 | Petroleum Liquids | IC | 2 | N | Electric Utility | DFO | petroleum | TRUE
2013 | Petroleum Liquids | IC | 2 | N | Electric Utility | DFO | petroleum | TRUE
2013 | Petroleum Liquids | IC | 2 | N | Electric Utility | DFO | petroleum | TRUE
2014 | Conventional Hydroelectric | HY | 0.3 | N | Electric Utility | WAT | hydro | TRUE
2014 | Conventional Hydroelectric | HY | 0.2 | N | Electric Utility | WAT | hydro | TRUE
2014 | Petroleum Liquids | IC | 1.9 | N | Electric Utility | DFO | petroleum | TRUE
2014 | Petroleum Liquids | IC | 1 | N | Electric Utility | DFO | petroleum | TRUE
2014 | Petroleum Liquids | IC | 1.2 | N | Electric Utility | DFO | petroleum | TRUE
2014 | Petroleum Liquids | IC | 1.2 | N | Electric Utility | DFO | petroleum | TRUE
2015 | Petroleum Liquids | IC | 0.2 | N | Electric Utility | DFO | petroleum | TRUE
2015 | Petroleum Liquids | IC | 0.2 | N | Electric Utility | DFO | petroleum | TRUE
2015 | Petroleum Liquids | IC | 2 | N | Electric Utility | DFO | petroleum | TRUE
2015 | Petroleum Liquids | IC | 0.7 | N | Electric Utility | DFO | petroleum | TRUE
2015 | Petroleum Liquids | IC | 0.8 | N | Electric Utility | DFO | petroleum | TRUE
2015 | Petroleum Liquids | IC | 1.8 | N | Electric Utility | DFO | petroleum | TRUE
2015 | Petroleum Liquids | IC | 2.2 | N | Electric Utility | DFO | petroleum | TRUE
2018 | Wood/Wood Waste Biomass | ST | 8 | Y | Electric Utility | WDS | biomass | TRUE
2018 | Wood/Wood Waste Biomass | ST | 17 | Y | Electric Utility | WDS | biomass | TRUE
2020 | Petroleum Liquids | IC | 1.3 | N | Electric Utility | DFO | petroleum | TRUE
2020 | Petroleum Liquids | IC | 1.3 | N | Electric Utility | DFO | petroleum | TRUE
2020 | Petroleum Liquids | IC | 1.1 | N | Electric Utility | DFO | petroleum | TRUE
2020 | Petroleum Liquids | IC | 2.1 | N | Electric Utility | DFO | petroleum | TRUE
2020 | Petroleum Liquids | IC | 2.3 | N | Electric Utility | DFO | petroleum | TRUE
2021 | Petroleum Liquids | IC | 2 | N | Electric Utility | DFO | petroleum | TRUE
2022 | Conventional Steam Coal | ST | 15.9 | Y | Electric Utility | SUB | hard coal | TRUE
2022 | Natural Gas Steam Turbine | ST | 6.5 | Y | Electric Utility | NG | natural gas peaker | TRUE
2022 | Onshore Wind Turbine | WT | 2 | N | Electric Utility | WND | onshore wind | TRUE
2022 | Onshore Wind Turbine | WT | 2 | N | Electric Utility | WND | onshore wind | TRUE
2023 | Petroleum Liquids | IC | 1.7 | N | Electric Utility | DFO | petroleum | TRUE
2023 | Petroleum Liquids | IC | 1.7 | N | Electric Utility | DFO | petroleum | TRUE
2023 | Petroleum Liquids | IC | 1.7 | N | Electric Utility | DFO | petroleum | TRUE
2023 | Petroleum Liquids | GT | 2.5 | N | Electric Utility | DFO | petroleum | TRUE
2024 | Petroleum Liquids | IC | 2 | N | Electric Utility | DFO | petroleum | TRUE
2024 | Onshore Wind Turbine | WT | 0.9 | N | Electric Utility | WND | onshore wind | TRUE
2024 | Onshore Wind Turbine | WT | 0.9 | N | Electric Utility | WND | onshore wind | TRUE
2024 | Onshore Wind Turbine | WT | 1 | N | Electric Utility | WND | onshore wind | TRUE
2024 | Onshore Wind Turbine | WT | 1 | N | Electric Utility | WND | onshore wind | TRUE
2024 | Petroleum Liquids | IC | 2 | N | Electric Utility | DFO | petroleum | TRUE
2024 | Petroleum Liquids | IC | 2 | N | Electric Utility | DFO | petroleum | TRUE
2024 | Petroleum Liquids | IC | 2 | N | Electric Utility | DFO | petroleum | TRUE
2024 | Petroleum Liquids | IC | 2 | N | Electric Utility | DFO | petroleum | TRUE
2024 | Petroleum Liquids | IC | 2 | N | Electric Utility | DFO | petroleum | TRUE
2024 | Petroleum Liquids | IC | 2 | N | Electric Utility | DFO | petroleum | TRUE
2024 | Onshore Wind Turbine | WT | 0.9 | N | Electric Utility | WND | onshore wind | TRUE
2024 | Onshore Wind Turbine | WT | 0.9 | N | Electric Utility | WND | onshore wind | TRUE
2038 | Petroleum Liquids | GT | 22.8 | N | Electric Utility | DFO | petroleum | TRUE
2038 | Natural Gas Fired Combustion Turbine | GT | 160 | N | Electric Utility | NG | natural gas peaker | TRUE
2039 | Municipal Solid Waste | ST | 7.4 | N | Electric Utility | MSW | biomass | TRUE
2039 | Municipal Solid Waste | ST | 7.4 | N | Electric Utility | MSW | biomass | TRUE
2039 | Municipal Solid Waste | ST | 13.1 | N | Electric Utility | MSW | biomass | TRUE
2039 | Natural Gas Fired Combustion Turbine | GT | 189.7 | N | Electric Utility | NG | natural gas peaker | TRUE
2042 | Petroleum Liquids | GT | 22.2 | N | Electric Utility | DFO | petroleum | TRUE
2047 | Natural Gas Fired Combustion Turbine | GT | 15 | Y | Electric Utility | NG | natural gas peaker | TRUE
2047 | Natural Gas Fired Combustion Turbine | GT | 15 | Y | Electric Utility | NG | natural gas peaker | TRUE
2047 | Natural Gas Fired Combustion Turbine | GT | 16 | Y | Electric Utility | NG | natural gas peaker | TRUE
2047 | Natural Gas Fired Combustion Turbine | GT | 16 | Y | Electric Utility | NG | natural gas peaker | TRUE
2047 | Natural Gas Fired Combustion Turbine | GT | 70 | Y | Electric Utility | NG | natural gas peaker | TRUE
2048 | Natural Gas Steam Turbine | ST | 46 | N | Electric Utility | NG | natural gas peaker | TRUE
2048 | Natural Gas Steam Turbine | ST | 46 | N | Electric Utility | NG | natural gas peaker | TRUE
2048 | Natural Gas Fired Combustion Turbine | GT | 32 | N | Electric Utility | NG | natural gas peaker | TRUE
2049 | Natural Gas Steam Turbine | ST | 107 | N | Electric Utility | NG | natural gas peaker | TRUE
2049 | Natural Gas Steam Turbine | ST | 236 | N | Electric Utility | NG | natural gas peaker | TRUE
2049 | Natural Gas Steam Turbine | ST | 480 | N | Electric Utility | NG | natural gas peaker | TRUE
2049 | Natural Gas Fired Combustion Turbine | GT | 33 | N | Electric Utility | NG | natural gas peaker | TRUE
2050 | Natural Gas Steam Turbine | ST | 538.9 | N | Electric Utility | NG | natural gas peaker | TRUE
2050 | Natural Gas Steam Turbine | ST | 692.4 | N | Electric Utility | NG | natural gas peaker | TRUE
2053 | Natural Gas Steam Turbine | ST | 44.2 | N | Electric Utility | NG | natural gas peaker | TRUE
2053 | Natural Gas Steam Turbine | ST | 199.5 | N | Electric Utility | NG | natural gas peaker | TRUE
2053 | Petroleum Liquids | GT | 10.3 | N | Electric Utility | DFO | petroleum | TRUE
2059 | Natural Gas Fired Combined Cycle | CA | 6.8 | N | Electric Utility | NG | natural gas nonpeaker | TRUE
2059 | Natural Gas Steam Turbine | ST | 7.5 | N | Electric Utility | NG | natural gas peaker | TRUE
2059 | Natural Gas Fired Combined Cycle | CT | 13.2 | N | Electric Utility | NG | natural gas nonpeaker | TRUE
2059 | Natural Gas Fired Combined Cycle | CS | 22 | N | Electric Utility | NG | natural gas nonpeaker | TRUE
2062 | Natural Gas Steam Turbine | ST | 11 | N | Electric Utility | NG | natural gas peaker | TRUE
2062 | Natural Gas Steam Turbine | ST | 17.9 | N | Electric Utility | NG | natural gas peaker | TRUE
2062 | Natural Gas Internal Combustion Engine | IC | 9.3 | N | Electric Utility | NG | natural gas peaker | TRUE
2062 | Natural Gas Internal Combustion Engine | IC | 9.3 | N | Electric Utility | NG | natural gas peaker | TRUE
2062 | Natural Gas Fired Combustion Turbine | GT | 13 | N | Electric Utility | NG | natural gas peaker | TRUE
2062 | Petroleum Liquids | IC | 1.8 | N | Electric Utility | DFO | petroleum | TRUE
2062 | Petroleum Liquids | IC | 1.8 | N | Electric Utility | DFO | petroleum | TRUE
2062 | Petroleum Liquids | IC | 1.8 | N | Electric Utility | DFO | petroleum | TRUE
2062 | Petroleum Liquids | IC | 1.8 | N | Electric Utility | DFO | petroleum | TRUE
2062 | Petroleum Liquids | IC | 1.8 | N | Electric Utility | DFO | petroleum | TRUE
2062 | Natural Gas Internal Combustion Engine | IC | 9.3 | N | Electric Utility | NG | natural gas peaker | TRUE
2067 | Natural Gas Fired Combined Cycle | CA | 5.6 | N | Electric Utility | NG | natural gas nonpeaker | TRUE
2067 | Natural Gas Fired Combined Cycle | CA | 13 | N | Electric Utility | NG | natural gas nonpeaker | TRUE
2067 | Natural Gas Fired Combined Cycle | CT | 14.7 | N | Electric Utility | NG | natural gas nonpeaker | TRUE
2068 | Natural Gas Fired Combustion Turbine | GT | 14 | N | Electric Utility | NG | natural gas peaker | TRUE
2070 | Natural Gas Fired Combined Cycle | CA | 59 | N | Electric Utility | NG | natural gas nonpeaker | TRUE
2070 | Natural Gas Fired Combined Cycle | CA | 59 | N | Electric Utility | NG | natural gas nonpeaker | TRUE
2070 | Natural Gas Steam Turbine | ST | 59 | N | Electric Utility | NG | natural gas peaker | TRUE
2070 | Natural Gas Fired Combustion Turbine | GT | 75 | N | Electric Utility | NG | natural gas peaker | TRUE
2070 | Natural Gas Fired Combustion Turbine | GT | 75 | N | Electric Utility | NG | natural gas peaker | TRUE
2070 | Natural Gas Fired Combined Cycle | CT | 75 | N | Electric Utility | NG | natural gas nonpeaker | TRUE
2070 | Natural Gas Fired Combined Cycle | CT | 75 | N | Electric Utility | NG | natural gas nonpeaker | TRUE
2071 | Petroleum Liquids | GT | 16 | N | Electric Utility | DFO | petroleum | TRUE
2076 | Conventional Steam Coal | ST | 198 | N | Electric Utility | SUB | hard coal | TRUE
2079 | Conventional Steam Coal | ST | 564 | N | Electric Utility | SUB | hard coal | TRUE
2079 | Natural Gas Fired Combined Cycle | CT | 124.1 | N | Electric Utility | NG | natural gas nonpeaker | TRUE
2079 | Natural Gas Fired Combustion Turbine | GT | 78.1 | N | Electric Utility | NG | natural gas peaker | TRUE
2079 | Natural Gas Fired Combustion Turbine | GT | 79.1 | N | Electric Utility | NG | natural gas peaker | TRUE
2079 | Natural Gas Fired Combined Cycle | CA | 110.4 | N | Electric Utility | NG | natural gas nonpeaker | TRUE
2080 | Conventional Steam Coal | ST | 170 | N | Electric Utility | SUB | hard coal | TRUE
2080 | Conventional Steam Coal | ST | 164 | N | Electric Utility | SUB | hard coal | TRUE
2080 | Conventional Steam Coal | ST | 176 | N | Electric Utility | SUB | hard coal | TRUE
2081 | Petroleum Liquids | GT | 52.2 | N | Electric Utility | DFO | petroleum | TRUE
2081 | Petroleum Liquids | GT | 40.9 | N | Electric Utility | DFO | petroleum | TRUE
2081 | Petroleum Liquids | GT | 45.7 | N | Electric Utility | DFO | petroleum | TRUE
2081 | Petroleum Liquids | GT | 49.2 | N | Electric Utility | DFO | petroleum | TRUE
2081 | Petroleum Liquids | GT | 52.9 | N | Electric Utility | DFO | petroleum | TRUE
2081 | Petroleum Liquids | GT | 52.8 | N | Electric Utility | DFO | petroleum | TRUE
2081 | Petroleum Liquids | GT | 53.2 | N | Electric Utility | DFO | petroleum | TRUE
2081 | Petroleum Liquids | GT | 52.2 | N | Electric Utility | DFO | petroleum | TRUE
2081 | Petroleum Liquids | IC | 2 | N | Electric Utility | DFO | petroleum | TRUE
2082 | Petroleum Liquids | GT | 54 | N | Electric Utility | DFO | petroleum | TRUE
2083 | Natural Gas Fired Combustion Turbine | GT | 13 | N | Electric Utility | NG | natural gas peaker | TRUE
2090 | Petroleum Liquids | GT | 18.1 | N | Electric Utility | DFO | petroleum | TRUE
2092 | Natural Gas Fired Combustion Turbine | GT | 70.9 | N | Electric Utility | NG | natural gas peaker | TRUE
2094 | Conventional Steam Coal | ST | 49.8 | N | Electric Utility | SUB | hard coal | TRUE
2094 | Conventional Steam Coal | ST | 47.1 | N | Electric Utility | SUB | hard coal | TRUE
2094 | Conventional Steam Coal | ST | 364.1 | N | Electric Utility | SUB | hard coal | TRUE
2098 | Natural Gas Steam Turbine | ST | 9.4 | Y | Electric Utility | NG | natural gas peaker | TRUE
2098 | Natural Gas Steam Turbine | ST | 19 | Y | Electric Utility | NG | natural gas peaker | TRUE
2098 | Natural Gas Steam Turbine | ST | 6.6 | Y | Electric Utility | NG | natural gas peaker | TRUE
2098 | Conventional Steam Coal | ST | 96.3 | N | Electric Utility | SUB | hard coal | TRUE
2098 | Natural Gas Fired Combustion Turbine | GT | 61.9 | N | Electric Utility | NG | natural gas peaker | TRUE
2098 | Natural Gas Fired Combustion Turbine | GT | 21 | N | Electric Utility | NG | natural gas peaker | TRUE
2098 | Petroleum Liquids | GT | 20.5 | N | Electric Utility | DFO | petroleum | TRUE
2099 | Conventional Hydroelectric | HY | 1.5 | N | Electric Utility | WAT | hydro | TRUE
2099 | Conventional Hydroelectric | HY | 1.5 | N | Electric Utility | WAT | hydro | TRUE
2102 | Petroleum Liquids | GT | 39 | N | Electric Utility | DFO | petroleum | TRUE
2103 | Conventional Steam Coal | ST | 593 | N | Electric Utility | SUB | hard coal | TRUE
2103 | Conventional Steam Coal | ST | 593 | N | Electric Utility | SUB | hard coal | TRUE
2103 | Conventional Steam Coal | ST | 593 | N | Electric Utility | SUB | hard coal | TRUE
2103 | Conventional Steam Coal | ST | 593 | N | Electric Utility | SUB | hard coal | TRUE
2104 | Conventional Steam Coal | ST | 119 | N | Electric Utility | SUB | hard coal | TRUE
2104 | Conventional Steam Coal | ST | 120 | N | Electric Utility | SUB | hard coal | TRUE
2104 | Conventional Steam Coal | ST | 259 | N | Electric Utility | SUB | hard coal | TRUE
2104 | Conventional Steam Coal | ST | 335 | N | Electric Utility | SUB | hard coal | TRUE
2104 | Petroleum Liquids | GT | 55 | N | Electric Utility | DFO | petroleum | TRUE
2104 | Natural Gas Fired Combustion Turbine | GT | 49 | N | Electric Utility | NG | natural gas peaker | TRUE
2106 | Conventional Hydroelectric | HY | 31 | N | Electric Utility | WAT | hydro | TRUE
2106 | Conventional Hydroelectric | HY | 24 | N | Electric Utility | WAT | hydro | TRUE
2106 | Conventional Hydroelectric | HY | 32.6 | N | Electric Utility | WAT | hydro | TRUE
2106 | Conventional Hydroelectric | HY | 24 | N | Electric Utility | WAT | hydro | TRUE
2106 | Conventional Hydroelectric | HY | 32.6 | N | Electric Utility | WAT | hydro | TRUE
2106 | Conventional Hydroelectric | HY | 25.7 | N | Electric Utility | WAT | hydro | TRUE
2106 | Conventional Hydroelectric | HY | 31 | N | Electric Utility | WAT | hydro | TRUE
2106 | Conventional Hydroelectric | HY | 30.3 | N | Electric Utility | WAT | hydro | TRUE
2107 | Conventional Steam Coal | ST | 486 | N | Electric Utility | SUB | hard coal | TRUE
2107 | Conventional Steam Coal | ST | 486 | N | Electric Utility | SUB | hard coal | TRUE
2108 | Hydroelectric Pumped Storage | PS | 220 | N | Electric Utility | WAT | hydro | TRUE
2108 | Hydroelectric Pumped Storage | PS | 220 | N | Electric Utility | WAT | hydro | TRUE
2113 | Petroleum Liquids | IC | 2.1 | N | Electric Utility | DFO | petroleum | TRUE
2113 | Petroleum Liquids | IC | 1 | N | Electric Utility | DFO | petroleum | TRUE
2113 | Petroleum Liquids | IC | 0.6 | N | Electric Utility | DFO | petroleum | TRUE
2113 | Petroleum Liquids | IC | 1.2 | N | Electric Utility | DFO | petroleum | TRUE
2113 | Petroleum Liquids | IC | 1.2 | N | Electric Utility | DFO | petroleum | TRUE
2115 | Petroleum Liquids | IC | 1 | N | Electric Utility | DFO | petroleum | TRUE
2115 | Petroleum Liquids | IC | 1 | N | Electric Utility | DFO | petroleum | TRUE
2115 | Petroleum Liquids | IC | 1.1 | N | Electric Utility | DFO | petroleum | TRUE
2115 | Petroleum Liquids | IC | 1.8 | N | Electric Utility | DFO | petroleum | TRUE
2115 | Petroleum Liquids | IC | 1.8 | N | Electric Utility | DFO | petroleum | TRUE
2115 | Petroleum Liquids | IC | 1.8 | N | Electric Utility | DFO | petroleum | TRUE
2115 | Petroleum Liquids | IC | 1.8 | N | Electric Utility | DFO | petroleum | TRUE
2120 | Natural Gas Internal Combustion Engine | IC | 6 | N | Electric Utility | NG | natural gas peaker | TRUE
2120 | Petroleum Liquids | IC | 1.8 | N | Electric Utility | DFO | petroleum | TRUE
2120 | Natural Gas Internal Combustion Engine | IC | 1.8 | N | Electric Utility | NG | natural gas peaker | TRUE
2120 | Natural Gas Internal Combustion Engine | IC | 2.5 | N | Electric Utility | NG | natural gas peaker | TRUE
2120 | Natural Gas Internal Combustion Engine | IC | 3.7 | N | Electric Utility | NG | natural gas peaker | TRUE
2120 | Natural Gas Internal Combustion Engine | IC | 3.7 | N | Electric Utility | NG | natural gas peaker | TRUE
2121 | Natural Gas Internal Combustion Engine | IC | 6 | N | Electric Utility | NG | natural gas peaker | TRUE
2121 | Natural Gas Internal Combustion Engine | IC | 4 | N | Electric Utility | NG | natural gas peaker | TRUE
2121 | Natural Gas Internal Combustion Engine | IC | 4 | N | Electric Utility | NG | natural gas peaker | TRUE
2121 | Natural Gas Internal Combustion Engine | IC | 5.5 | N | Electric Utility | NG | natural gas peaker | TRUE
2121 | Natural Gas Internal Combustion Engine | IC | 5.5 | N | Electric Utility | NG | natural gas peaker | TRUE
2121 | Natural Gas Internal Combustion Engine | IC | 2 | N | Electric Utility | NG | natural gas peaker | TRUE
2121 | Natural Gas Internal Combustion Engine | IC | 2.2 | N | Electric Utility | NG | natural gas peaker | TRUE
2121 | Natural Gas Internal Combustion Engine | IC | 2.5 | N | Electric Utility | NG | natural gas peaker | TRUE
2121 | Natural Gas Internal Combustion Engine | IC | 4 | N | Electric Utility | NG | natural gas peaker | TRUE
2122 | Petroleum Liquids | IC | 2 | N | Electric Utility | DFO | petroleum | TRUE
2122 | Petroleum Liquids | IC | 2 | N | Electric Utility | DFO | petroleum | TRUE
2122 | Petroleum Liquids | IC | 2 | N | Electric Utility | DFO | petroleum | TRUE
2122 | Petroleum Liquids | IC | 2 | N | Electric Utility | DFO | petroleum | TRUE
2122 | Petroleum Liquids | IC | 2 | N | Electric Utility | DFO | petroleum | TRUE
2122 | Natural Gas Fired Combustion Turbine | GT | 40 | N | Electric Utility | NG | natural gas peaker | TRUE
2122 | Natural Gas Fired Combustion Turbine | GT | 40 | N | Electric Utility | NG | natural gas peaker | TRUE
2123 | Conventional Steam Coal | ST | 16.5 | N | Electric Utility | BIT | hard coal | TRUE
2123 | Natural Gas Fired Combustion Turbine | GT | 12.5 | N | Electric Utility | NG | natural gas peaker | TRUE
2123 | Conventional Steam Coal | ST | 22 | N | Electric Utility | BIT | hard coal | TRUE
2123 | Natural Gas Steam Turbine | ST | 35 | N | Electric Utility | NG | natural gas peaker | TRUE
2123 | Petroleum Liquids | IC | 2 | N | Electric Utility | DFO | petroleum | TRUE
2123 | Landfill Gas | IC | 1 | N | Electric Utility | LFG | biomass | TRUE
2123 | Landfill Gas | IC | 1 | N | Electric Utility | LFG | biomass | TRUE
2123 | Landfill Gas | IC | 1 | N | Electric Utility | LFG | biomass | TRUE
2123 | Petroleum Liquids | IC | 1 | N | Electric Utility | DFO | petroleum | TRUE
2123 | Petroleum Liquids | IC | 1 | N | Electric Utility | DFO | petroleum | TRUE
2123 | Petroleum Liquids | IC | 1 | N | Electric Utility | DFO | petroleum | TRUE
2123 | Petroleum Liquids | IC | 1 | N | Electric Utility | DFO | petroleum | TRUE
2123 | Petroleum Liquids | IC | 1.3 | N | Electric Utility | DFO | petroleum | TRUE
2123 | Petroleum Liquids | IC | 1.3 | N | Electric Utility | DFO | petroleum | TRUE
2123 | Petroleum Liquids | IC | 2 | N | Electric Utility | DFO | petroleum | TRUE
2123 | Petroleum Liquids | IC | 2 | N | Electric Utility | DFO | petroleum | TRUE
2124 | Conventional Hydroelectric | HY | 52 | N | Electric Utility | WAT | hydro | TRUE
2125 | Petroleum Liquids | IC | 3 | N | Electric Utility | DFO | petroleum | TRUE
2125 | Petroleum Liquids | IC | 2.8 | N | Electric Utility | DFO | petroleum | TRUE
2125 | Petroleum Liquids | IC | 2.4 | N | Electric Utility | DFO | petroleum | TRUE
2125 | Petroleum Liquids | IC | 1 | N | Electric Utility | DFO | petroleum | TRUE
2126 | Natural Gas Fired Combustion Turbine | GT | 15 | N | Electric Utility | NG | natural gas peaker | TRUE
2126 | Petroleum Liquids | IC | 4.1 | N | Electric Utility | DFO | petroleum | TRUE
2126 | Petroleum Liquids | IC | 6.2 | N | Electric Utility | DFO | petroleum | TRUE
2127 | Petroleum Liquids | IC | 1 | N | Electric Utility | DFO | petroleum | TRUE
2127 | Petroleum Liquids | IC | 1 | N | Electric Utility | DFO | petroleum | TRUE
2127 | Petroleum Liquids | IC | 2.5 | N | Electric Utility | DFO | petroleum | TRUE
2127 | Petroleum Liquids | IC | 2.5 | N | Electric Utility | DFO | petroleum | TRUE
2131 | Petroleum Liquids | IC | 0.6 | N | Electric Utility | DFO | petroleum | TRUE
2131 | Petroleum Liquids | IC | 1 | N | Electric Utility | DFO | petroleum | TRUE
2131 | Petroleum Liquids | IC | 2.4 | N | Electric Utility | DFO | petroleum | TRUE
2131 | Natural Gas Fired Combustion Turbine | GT | 37.5 | N | Electric Utility | NG | natural gas peaker | TRUE
2131 | Petroleum Liquids | IC | 1.2 | N | Electric Utility | DFO | petroleum | TRUE
2131 | Petroleum Liquids | IC | 4.5 | N | Electric Utility | DFO | petroleum | TRUE
2132 | Natural Gas Steam Turbine | ST | 21 | N | Electric Utility | NG | natural gas peaker | TRUE
2132 | Natural Gas Steam Turbine | ST | 51 | N | Electric Utility | NG | natural gas peaker | TRUE
2132 | Natural Gas Steam Turbine | ST | 21 | N | Electric Utility | NG | natural gas peaker | TRUE
2134 | Petroleum Liquids | GT | 15 | N | Electric Utility | DFO | petroleum | TRUE
2134 | Petroleum Liquids | GT | 15 | N | Electric Utility | DFO | petroleum | TRUE
2135 | Natural Gas Fired Combustion Turbine | GT | 19 | N | Electric Utility | NG | natural gas peaker | TRUE
2135 | Natural Gas Fired Combustion Turbine | GT | 20 | N | Electric Utility | NG | natural gas peaker | TRUE
2136 | Petroleum Liquids | GT | 19 | N | Electric Utility | DFO | petroleum | TRUE
2136 | Petroleum Liquids | GT | 19 | N | Electric Utility | DFO | petroleum | TRUE
2137 | Petroleum Liquids | IC | 2 | N | Electric Utility | DFO | petroleum | TRUE
2137 | Petroleum Liquids | IC | 2 | N | Electric Utility | DFO | petroleum | TRUE
2137 | Petroleum Liquids | IC | 2 | N | Electric Utility | DFO | petroleum | TRUE
2137 | Petroleum Liquids | IC | 1 | N | Electric Utility | DFO | petroleum | TRUE
2137 | Petroleum Liquids | IC | 1 | N | Electric Utility | DFO | petroleum | TRUE
2137 | Petroleum Liquids | IC | 0.6 | N | Electric Utility | DFO | petroleum | TRUE
2137 | Petroleum Liquids | IC | 1 | N | Electric Utility | DFO | petroleum | TRUE
2137 | Petroleum Liquids | IC | 6.5 | N | Electric Utility | DFO | petroleum | TRUE
2137 | Petroleum Liquids | IC | 6.5 | N | Electric Utility | DFO | petroleum | TRUE
2137 | Petroleum Liquids | IC | 2.7 | N | Electric Utility | DFO | petroleum | TRUE
2138 | Petroleum Liquids | IC | 1.1 | N | Electric Utility | DFO | petroleum | TRUE
2138 | Petroleum Liquids | IC | 1.1 | N | Electric Utility | DFO | petroleum | TRUE
2138 | Petroleum Liquids | IC | 1.1 | N | Electric Utility | DFO | petroleum | TRUE
2138 | Petroleum Liquids | IC | 0.2 | N | Electric Utility | DFO | petroleum | TRUE
2138 | Petroleum Liquids | IC | 0.7 | N | Electric Utility | DFO | petroleum | TRUE
2138 | Natural Gas Internal Combustion Engine | IC | 0.7 | N | Electric Utility | NG | natural gas peaker | TRUE
2138 | Natural Gas Internal Combustion Engine | IC | 1.4 | N | Electric Utility | NG | natural gas peaker | TRUE
2138 | Natural Gas Internal Combustion Engine | IC | 0.8 | N | Electric Utility | NG | natural gas peaker | TRUE
2139 | Petroleum Liquids | IC | 0.4 | N | Electric Utility | DFO | petroleum | TRUE
2139 | Natural Gas Internal Combustion Engine | IC | 5.6 | N | Electric Utility | NG | natural gas peaker | TRUE
2139 | Natural Gas Internal Combustion Engine | IC | 5.6 | N | Electric Utility | NG | natural gas peaker | TRUE
2139 | Natural Gas Internal Combustion Engine | IC | 5.7 | N | Electric Utility | NG | natural gas peaker | TRUE
2139 | Natural Gas Internal Combustion Engine | IC | 5.7 | N | Electric Utility | NG | natural gas peaker | TRUE
2139 | Petroleum Liquids | IC | 0.4 | N | Electric Utility | DFO | petroleum | TRUE
2139 | Petroleum Liquids | IC | 0.8 | N | Electric Utility | DFO | petroleum | TRUE
2139 | Natural Gas Internal Combustion Engine | IC | 2.2 | N | Electric Utility | NG | natural gas peaker | TRUE
2139 | Petroleum Liquids | IC | 1.3 | N | Electric Utility | DFO | petroleum | TRUE
2139 | Natural Gas Internal Combustion Engine | IC | 1.8 | N | Electric Utility | NG | natural gas peaker | TRUE
2139 | Natural Gas Internal Combustion Engine | IC | 2.2 | N | Electric Utility | NG | natural gas peaker | TRUE
2139 | Natural Gas Internal Combustion Engine | IC | 2.8 | N | Electric Utility | NG | natural gas peaker | TRUE
2139 | Natural Gas Internal Combustion Engine | IC | 5.6 | N | Electric Utility | NG | natural gas peaker | TRUE
2140 | Petroleum Liquids | IC | 1.7 | N | Electric Utility | DFO | petroleum | TRUE
2140 | Petroleum Liquids | IC | 1.7 | N | Electric Utility | DFO | petroleum | TRUE
2141 | Petroleum Liquids | IC | 4.6 | N | Electric Utility | DFO | petroleum | TRUE
2141 | Petroleum Liquids | IC | 0.7 | N | Electric Utility | DFO | petroleum | TRUE
2142 | Petroleum Liquids | IC | 1.8 | N | Electric Utility | DFO | petroleum | TRUE
2142 | Petroleum Liquids | IC | 1.8 | N | Electric Utility | DFO | petroleum | TRUE
2142 | Petroleum Liquids | IC | 1.8 | N | Electric Utility | DFO | petroleum | TRUE
2142 | Petroleum Liquids | IC | 1.2 | N | Electric Utility | DFO | petroleum | TRUE
2142 | Petroleum Liquids | IC | 1.8 | N | Electric Utility | DFO | petroleum | TRUE
2142 | Petroleum Liquids | IC | 2.5 | N | Electric Utility | DFO | petroleum | TRUE
2142 | Petroleum Liquids | IC | 3.8 | N | Electric Utility | DFO | petroleum | TRUE
2144 | Natural Gas Internal Combustion Engine | IC | 6.3 | N | Electric Utility | NG | natural gas peaker | TRUE
2144 | Natural Gas Internal Combustion Engine | IC | 6.3 | N | Electric Utility | NG | natural gas peaker | TRUE
2144 | Natural Gas Steam Turbine | ST | 3.9 | N | Electric Utility | NG | natural gas peaker | TRUE
2144 | Conventional Steam Coal | ST | 5.8 | N | Electric Utility | BIT | hard coal | TRUE
2144 | Conventional Steam Coal | ST | 16 | N | Electric Utility | BIT | hard coal | TRUE
2144 | Petroleum Liquids | IC | 0.9 | N | Electric Utility | DFO | petroleum | TRUE
2144 | Petroleum Liquids | IC | 0.9 | N | Electric Utility | DFO | petroleum | TRUE
2144 | Petroleum Liquids | IC | 0.9 | N | Electric Utility | DFO | petroleum | TRUE
2144 | Natural Gas Fired Combustion Turbine | GT | 14 | N | Electric Utility | NG | natural gas peaker | TRUE
2145 | Petroleum Liquids | IC | 0.6 | N | Electric Utility | DFO | petroleum | TRUE
2145 | Petroleum Liquids | IC | 1 | N | Electric Utility | DFO | petroleum | TRUE
2145 | Petroleum Liquids | IC | 1 | N | Electric Utility | DFO | petroleum | TRUE
2145 | Petroleum Liquids | IC | 0.4 | N | Electric Utility | DFO | petroleum | TRUE
2145 | Petroleum Liquids | IC | 1 | N | Electric Utility | DFO | petroleum | TRUE
2145 | Petroleum Liquids | IC | 0.2 | N | Electric Utility | DFO | petroleum | TRUE
2145 | Petroleum Liquids | IC | 0.9 | N | Electric Utility | DFO | petroleum | TRUE
2145 | Petroleum Liquids | IC | 1.1 | N | Electric Utility | DFO | petroleum | TRUE
2145 | Petroleum Liquids | IC | 1.3 | N | Electric Utility | DFO | petroleum | TRUE
2145 | Petroleum Liquids | IC | 1.3 | N | Electric Utility | DFO | petroleum | TRUE
2146 | Petroleum Liquids | IC | 1.6 | N | Electric Utility | DFO | petroleum | TRUE
2146 | Petroleum Liquids | IC | 1.8 | N | Electric Utility | DFO | petroleum | TRUE
2146 | Petroleum Liquids | IC | 1.8 | N | Electric Utility | DFO | petroleum | TRUE
2146 | Petroleum Liquids | IC | 1.6 | N | Electric Utility | DFO | petroleum | TRUE
2146 | Petroleum Liquids | IC | 1.6 | N | Electric Utility | DFO | petroleum | TRUE
2146 | Petroleum Liquids | IC | 1.6 | N | Electric Utility | DFO | petroleum | TRUE
2150 | Petroleum Liquids | IC | 0.4 | N | Electric Utility | DFO | petroleum | TRUE
2150 | Petroleum Liquids | IC | 1.2 | N | Electric Utility | DFO | petroleum | TRUE
2150 | Petroleum Liquids | IC | 0.7 | N | Electric Utility | DFO | petroleum | TRUE
2150 | Petroleum Liquids | IC | 2 | N | Electric Utility | DFO | petroleum | TRUE
2150 | Petroleum Liquids | IC | 1.7 | N | Electric Utility | DFO | petroleum | TRUE
2161 | Conventional Steam Coal | ST | 21 | N | Electric Utility | SUB | hard coal | TRUE
2161 | Conventional Steam Coal | ST | 21 | N | Electric Utility | SUB | hard coal | TRUE
2161 | Conventional Steam Coal | ST | 41 | N | Electric Utility | SUB | hard coal | TRUE
2161 | Conventional Steam Coal | ST | 56 | N | Electric Utility | SUB | hard coal | TRUE
2161 | Conventional Steam Coal | ST | 97 | N | Electric Utility | SUB | hard coal | TRUE
2161 | Natural Gas Fired Combustion Turbine | GT | 75 | N | Electric Utility | NG | natural gas peaker | TRUE
2161 | Natural Gas Fired Combustion Turbine | GT | 80 | N | Electric Utility | NG | natural gas peaker | TRUE
2164 | Petroleum Liquids | IC | 0.6 | N | Electric Utility | DFO | petroleum | TRUE
2164 | Petroleum Liquids | IC | 1.7 | N | Electric Utility | DFO | petroleum | TRUE
2164 | Petroleum Liquids | IC | 0.2 | N | Electric Utility | DFO | petroleum | TRUE
2164 | Petroleum Liquids | IC | 0.9 | N | Electric Utility | DFO | petroleum | TRUE
2164 | Petroleum Liquids | IC | 0.3 | N | Electric Utility | DFO | petroleum | TRUE
2164 | Petroleum Liquids | IC | 0.3 | N | Electric Utility | DFO | petroleum | TRUE
2164 | Petroleum Liquids | IC | 0.9 | N | Electric Utility | DFO | petroleum | TRUE
2164 | Petroleum Liquids | IC | 1.1 | N | Electric Utility | DFO | petroleum | TRUE
2164 | Petroleum Liquids | IC | 2 | N | Electric Utility | DFO | petroleum | TRUE
2165 | Petroleum Liquids | IC | 1 | N | Electric Utility | DFO | petroleum | TRUE
2165 | Petroleum Liquids | IC | 1.1 | N | Electric Utility | DFO | petroleum | TRUE
2165 | Petroleum Liquids | IC | 1 | N | Electric Utility | DFO | petroleum | TRUE
2165 | Petroleum Liquids | IC | 1 | N | Electric Utility | DFO | petroleum | TRUE
2165 | Petroleum Liquids | IC | 1 | N | Electric Utility | DFO | petroleum | TRUE
2165 | Petroleum Liquids | IC | 1 | N | Electric Utility | DFO | petroleum | TRUE
2165 | Petroleum Liquids | IC | 0.8 | N | Electric Utility | DFO | petroleum | TRUE
2165 | Petroleum Liquids | IC | 1.1 | N | Electric Utility | DFO | petroleum | TRUE
2166 | Conventional Hydroelectric | HY | 53 | N | Electric Utility | WAT | hydro | TRUE
2166 | Conventional Hydroelectric | HY | 53 | N | Electric Utility | WAT | hydro | TRUE
2166 | Conventional Hydroelectric | HY | 57.5 | N | Electric Utility | WAT | hydro | TRUE
2166 | Conventional Hydroelectric | HY | 53 | N | Electric Utility | WAT | hydro | TRUE
2167 | Conventional Steam Coal | ST | 575 | N | Electric Utility | SUB | hard coal | TRUE
2167 | Conventional Steam Coal | ST | 579 | N | Electric Utility | SUB | hard coal | TRUE
2168 | Conventional Steam Coal | ST | 166 | N | Electric Utility | SUB | hard coal | TRUE
2168 | Conventional Steam Coal | ST | 273 | N | Electric Utility | SUB | hard coal | TRUE
2168 | Conventional Steam Coal | ST | 694 | N | Electric Utility | SUB | hard coal | TRUE
2171 | Conventional Steam Coal | ST | 19 | N | Electric Utility | BIT | hard coal | TRUE
2171 | Conventional Steam Coal | ST | 19 | N | Electric Utility | BIT | hard coal | TRUE
2176 | Natural Gas Fired Combustion Turbine | GT | 40.1 | N | Electric Utility | NG | natural gas peaker | TRUE
2176 | Natural Gas Fired Combustion Turbine | GT | 34.8 | N | Electric Utility | NG | natural gas peaker | TRUE
2177 | Natural Gas Fired Combustion Turbine | GT | 23.6 | N | Electric Utility | NG | natural gas peaker | TRUE
2181 | Conventional Hydroelectric | HY | 7 | N | Electric Utility | WAT | hydro | TRUE
2181 | Conventional Hydroelectric | HY | 7 | N | Electric Utility | WAT | hydro | TRUE
2181 | Conventional Hydroelectric | HY | 7 | N | Electric Utility | WAT | hydro | TRUE
2182 | Conventional Hydroelectric | HY | 32 | N | Electric Utility | WAT | hydro | TRUE
2182 | Conventional Hydroelectric | HY | 32 | N | Electric Utility | WAT | hydro | TRUE
2185 | Conventional Hydroelectric | HY | 3 | N | Electric Utility | WAT | hydro | TRUE
2185 | Conventional Hydroelectric | HY | 3 | N | Electric Utility | WAT | hydro | TRUE
2185 | Conventional Hydroelectric | HY | 3 | N | Electric Utility | WAT | hydro | TRUE
2185 | Conventional Hydroelectric | HY | 3 | N | Electric Utility | WAT | hydro | TRUE
2185 | Conventional Hydroelectric | HY | 3 | N | Electric Utility | WAT | hydro | TRUE
2185 | Conventional Hydroelectric | HY | 4 | N | Electric Utility | WAT | hydro | TRUE
2186 | Conventional Hydroelectric | HY | 12 | N | Electric Utility | WAT | hydro | TRUE
2186 | Conventional Hydroelectric | HY | 12 | N | Electric Utility | WAT | hydro | TRUE
2186 | Conventional Hydroelectric | HY | 12 | N | Electric Utility | WAT | hydro | TRUE
2186 | Conventional Hydroelectric | HY | 12 | N | Electric Utility | WAT | hydro | TRUE
2188 | Conventional Hydroelectric | HY | 62 | N | Electric Utility | WAT | hydro | TRUE
2188 | Conventional Hydroelectric | HY | 62 | N | Electric Utility | WAT | hydro | TRUE
2188 | Conventional Hydroelectric | HY | 82 | N | Electric Utility | WAT | hydro | TRUE
2191 | Conventional Hydroelectric | HY | 24 | N | Electric Utility | WAT | hydro | TRUE
2191 | Conventional Hydroelectric | HY | 24 | N | Electric Utility | WAT | hydro | TRUE
2192 | Conventional Hydroelectric | HY | 6 | N | Electric Utility | WAT | hydro | TRUE
2192 | Conventional Hydroelectric | HY | 6 | N | Electric Utility | WAT | hydro | TRUE
2193 | Conventional Hydroelectric | HY | 60.5 | N | Electric Utility | WAT | hydro | TRUE
2194 | Conventional Hydroelectric | HY | 10 | N | Electric Utility | WAT | hydro | TRUE
2194 | Conventional Hydroelectric | HY | 10 | N | Electric Utility | WAT | hydro | TRUE
2194 | Conventional Hydroelectric | HY | 10 | N | Electric Utility | WAT | hydro | TRUE
2194 | Conventional Hydroelectric | HY | 10 | N | Electric Utility | WAT | hydro | TRUE
2194 | Conventional Hydroelectric | HY | 10 | N | Electric Utility | WAT | hydro | TRUE
2194 | Conventional Hydroelectric | HY | 10 | N | Electric Utility | WAT | hydro | TRUE
2195 | Conventional Hydroelectric | HY | 7 | N | Electric Utility | WAT | hydro | TRUE
2195 | Conventional Hydroelectric | HY | 6 | N | Electric Utility | WAT | hydro | TRUE
2195 | Conventional Hydroelectric | HY | 7 | N | Electric Utility | WAT | hydro | TRUE
2195 | Conventional Hydroelectric | HY | 6 | N | Electric Utility | WAT | hydro | TRUE
2195 | Conventional Hydroelectric | HY | 6 | N | Electric Utility | WAT | hydro | TRUE
2195 | Conventional Hydroelectric | HY | 6 | N | Electric Utility | WAT | hydro | TRUE
2195 | Conventional Hydroelectric | HY | 56 | N | Electric Utility | WAT | hydro | TRUE
2196 | Petroleum Liquids | IC | 1 | N | Electric Utility | DFO | petroleum | TRUE
2196 | Petroleum Liquids | IC | 1 | N | Electric Utility | DFO | petroleum | TRUE
2199 | Conventional Hydroelectric | HY | 113.9 | N | Electric Utility | WAT | hydro | TRUE
2199 | Conventional Hydroelectric | HY | 113 | N | Electric Utility | WAT | hydro | TRUE
2199 | Conventional Hydroelectric | HY | 113 | N | Electric Utility | WAT | hydro | TRUE
2199 | Conventional Hydroelectric | HY | 113 | N | Electric Utility | WAT | hydro | TRUE
2199 | Conventional Hydroelectric | HY | 127.6 | N | Electric Utility | WAT | hydro | TRUE
2203 | Conventional Hydroelectric | HY | 107 | N | Electric Utility | WAT | hydro | TRUE
2203 | Conventional Hydroelectric | HY | 107 | N | Electric Utility | WAT | hydro | TRUE
2203 | Conventional Hydroelectric | HY | 107 | N | Electric Utility | WAT | hydro | TRUE
2203 | Conventional Hydroelectric | HY | 107 | N | Electric Utility | WAT | hydro | TRUE
2204 | Conventional Hydroelectric | HY | 71.8 | N | Electric Utility | WAT | hydro | TRUE
2204 | Conventional Hydroelectric | HY | 71.8 | N | Electric Utility | WAT | hydro | TRUE
2204 | Conventional Hydroelectric | HY | 71.8 | N | Electric Utility | WAT | hydro | TRUE
2204 | Conventional Hydroelectric | HY | 71.8 | N | Electric Utility | WAT | hydro | TRUE
2214 | Natural Gas Internal Combustion Engine | IC | 0.8 | N | Electric Utility | NG | natural gas peaker | TRUE
2214 | Petroleum Liquids | IC | 0.5 | N | Electric Utility | DFO | petroleum | TRUE
2215 | Natural Gas Internal Combustion Engine | IC | 2.2 | N | Electric Utility | NG | natural gas peaker | TRUE
2215 | Natural Gas Internal Combustion Engine | IC | 0.9 | N | Electric Utility | NG | natural gas peaker | TRUE
2215 | Natural Gas Internal Combustion Engine | IC | 3.7 | N | Electric Utility | NG | natural gas peaker | TRUE
2215 | Natural Gas Internal Combustion Engine | IC | 3 | N | Electric Utility | NG | natural gas peaker | TRUE
2215 | Natural Gas Internal Combustion Engine | IC | 2.5 | N | Electric Utility | NG | natural gas peaker | TRUE
2215 | Natural Gas Internal Combustion Engine | IC | 5.2 | N | Electric Utility | NG | natural gas peaker | TRUE
2216 | Petroleum Liquids | IC | 0.5 | N | Electric Utility | DFO | petroleum | TRUE
2216 | Petroleum Liquids | IC | 0.1 | N | Electric Utility | DFO | petroleum | TRUE
2216 | Petroleum Liquids | IC | 0.2 | N | Electric Utility | DFO | petroleum | TRUE
2216 | Petroleum Liquids | IC | 0.2 | N | Electric Utility | DFO | petroleum | TRUE
2217 | Petroleum Liquids | IC | 0.4 | N | Electric Utility | DFO | petroleum | TRUE
2217 | Natural Gas Internal Combustion Engine | IC | 0.3 | N | Electric Utility | NG | natural gas peaker | TRUE
2217 | Petroleum Liquids | IC | 0.2 | N | Electric Utility | DFO | petroleum | TRUE
2217 | Natural Gas Internal Combustion Engine | IC | 0.8 | N | Electric Utility | NG | natural gas peaker | TRUE
2221 | Petroleum Liquids | IC | 0.5 | N | Electric Utility | DFO | petroleum | TRUE
2221 | Natural Gas Internal Combustion Engine | IC | 3.5 | N | Electric Utility | NG | natural gas peaker | TRUE
2221 | Petroleum Liquids | IC | 0.7 | N | Electric Utility | DFO | petroleum | TRUE
2221 | Natural Gas Internal Combustion Engine | IC | 0.7 | N | Electric Utility | NG | natural gas peaker | TRUE
2221 | Natural Gas Internal Combustion Engine | IC | 1 | N | Electric Utility | NG | natural gas peaker | TRUE
2221 | Natural Gas Internal Combustion Engine | IC | 2 | N | Electric Utility | NG | natural gas peaker | TRUE
2222 | Petroleum Liquids | IC | 1.4 | N | Electric Utility | DFO | petroleum | TRUE
2222 | Petroleum Liquids | IC | 1.1 | N | Electric Utility | DFO | petroleum | TRUE
2222 | Petroleum Liquids | IC | 0.9 | N | Electric Utility | DFO | petroleum | TRUE
2222 | Petroleum Liquids | IC | 0.7 | N | Electric Utility | DFO | petroleum | TRUE
2223 | Petroleum Liquids | IC | 2 | N | Electric Utility | DFO | petroleum | TRUE
2223 | Petroleum Liquids | IC | 2 | N | Electric Utility | DFO | petroleum | TRUE
2225 | Petroleum Liquids | IC | 0.1 | N | Electric Utility | DFO | petroleum | TRUE
2225 | Petroleum Liquids | IC | 0.1 | N | Electric Utility | DFO | petroleum | TRUE
2225 | Petroleum Liquids | IC | 0.1 | N | Electric Utility | DFO | petroleum | TRUE
2225 | Petroleum Liquids | IC | 1 | N | Electric Utility | DFO | petroleum | TRUE
2226 | Natural Gas Steam Turbine | ST | 115 | N | Electric Utility | NG | natural gas peaker | TRUE
2227 | Conventional Hydroelectric | HY | 10.5 | N | Electric Utility | WAT | hydro | TRUE
2227 | Conventional Hydroelectric | HY | 10.5 | N | Electric Utility | WAT | hydro | TRUE
2228 | Conventional Hydroelectric | HY | 10 | N | Electric Utility | WAT | hydro | TRUE
2228 | Conventional Hydroelectric | HY | 10 | N | Electric Utility | WAT | hydro | TRUE
2229 | Conventional Hydroelectric | HY | 22.5 | N | Electric Utility | WAT | hydro | TRUE
2230 | Petroleum Liquids | IC | 0.1 | N | Electric Utility | DFO | petroleum | TRUE
2230 | Petroleum Liquids | IC | 1 | N | Electric Utility | DFO | petroleum | TRUE
2231 | Natural Gas Internal Combustion Engine | IC | 6 | N | Electric Utility | NG | natural gas peaker | TRUE
2232 | Natural Gas Internal Combustion Engine | IC | 0.8 | N | Electric Utility | NG | natural gas peaker | TRUE
2232 | Natural Gas Internal Combustion Engine | IC | 1 | N | Electric Utility | NG | natural gas peaker | TRUE
2232 | Natural Gas Internal Combustion Engine | IC | 1.2 | N | Electric Utility | NG | natural gas peaker | TRUE
2233 | Natural Gas Internal Combustion Engine | IC | 1.3 | N | Electric Utility | NG | natural gas peaker | TRUE
2233 | Petroleum Liquids | IC | 0.8 | N | Electric Utility | DFO | petroleum | TRUE
2233 | Natural Gas Internal Combustion Engine | IC | 0.9 | N | Electric Utility | NG | natural gas peaker | TRUE
2233 | Natural Gas Internal Combustion Engine | IC | 1.8 | N | Electric Utility | NG | natural gas peaker | TRUE
2233 | Petroleum Liquids | IC | 1.3 | N | Electric Utility | DFO | petroleum | TRUE
2233 | Petroleum Liquids | IC | 1.3 | N | Electric Utility | DFO | petroleum | TRUE
2233 | Petroleum Liquids | IC | 1.3 | N | Electric Utility | DFO | petroleum | TRUE
2234 | Petroleum Liquids | IC | 0.3 | N | Electric Utility | DFO | petroleum | TRUE
2234 | Petroleum Liquids | IC | 0.2 | N | Electric Utility | DFO | petroleum | TRUE
2234 | Petroleum Liquids | IC | 0.6 | N | Electric Utility | DFO | petroleum | TRUE
2234 | Petroleum Liquids | IC | 1.1 | N | Electric Utility | DFO | petroleum | TRUE
2235 | Natural Gas Internal Combustion Engine | IC | 1.1 | N | Electric Utility | NG | natural gas peaker | TRUE
2235 | Petroleum Liquids | IC | 0.1 | N | Electric Utility | DFO | petroleum | TRUE
2235 | Natural Gas Internal Combustion Engine | IC | 0.4 | N | Electric Utility | NG | natural gas peaker | TRUE
2236 | Natural Gas Steam Turbine | ST | 3.8 | N | Electric Utility | NG | natural gas peaker | TRUE
2236 | Natural Gas Steam Turbine | ST | 2.5 | N | Electric Utility | NG | natural gas peaker | TRUE
2236 | Natural Gas Steam Turbine | ST | 12.5 | N | Electric Utility | NG | natural gas peaker | TRUE
2237 | Petroleum Liquids | IC | 0.6 | N | Electric Utility | DFO | petroleum | TRUE
2237 | Petroleum Liquids | IC | 0.9 | N | Electric Utility | DFO | petroleum | TRUE
2237 | Natural Gas Internal Combustion Engine | IC | 2.3 | N | Electric Utility | NG | natural gas peaker | TRUE
2237 | Natural Gas Internal Combustion Engine | IC | 0.8 | N | Electric Utility | NG | natural gas peaker | TRUE
2237 | Natural Gas Internal Combustion Engine | IC | 1.4 | N | Electric Utility | NG | natural gas peaker | TRUE
2237 | Natural Gas Internal Combustion Engine | IC | 2 | N | Electric Utility | NG | natural gas peaker | TRUE
2237 | Natural Gas Internal Combustion Engine | IC | 5.9 | N | Electric Utility | NG | natural gas peaker | TRUE
2237 | Natural Gas Internal Combustion Engine | IC | 6 | N | Electric Utility | NG | natural gas peaker | TRUE
2238 | Natural Gas Internal Combustion Engine | IC | 0.6 | N | Electric Utility | NG | natural gas peaker | TRUE
2238 | Natural Gas Internal Combustion Engine | IC | 1.3 | N | Electric Utility | NG | natural gas peaker | TRUE
2238 | Natural Gas Internal Combustion Engine | IC | 1.1 | N | Electric Utility | NG | natural gas peaker | TRUE
2238 | Natural Gas Internal Combustion Engine | IC | 0.9 | N | Electric Utility | NG | natural gas peaker | TRUE
2240 | Natural Gas Fired Combustion Turbine | GT | 38 | N | Electric Utility | NG | natural gas peaker | TRUE
2240 | Conventional Steam Coal | ST | 15 | N | Electric Utility | SUB | hard coal | TRUE
2240 | Conventional Steam Coal | ST | 20 | N | Electric Utility | SUB | hard coal | TRUE
2240 | Conventional Steam Coal | ST | 85 | N | Electric Utility | SUB | hard coal | TRUE
2241 | Natural Gas Steam Turbine | ST | 16.5 | N | Electric Utility | NG | natural gas peaker | TRUE
2241 | Natural Gas Steam Turbine | ST | 22 | N | Electric Utility | NG | natural gas peaker | TRUE
2241 | Natural Gas Steam Turbine | ST | 54 | N | Electric Utility | NG | natural gas peaker | TRUE
2241 | Natural Gas Fired Combustion Turbine | GT | 13.6 | N | Electric Utility | NG | natural gas peaker | TRUE
2241 | Natural Gas Fired Combustion Turbine | GT | 34 | N | Electric Utility | NG | natural gas peaker | TRUE
2241 | Natural Gas Fired Combustion Turbine | GT | 34 | N | Electric Utility | NG | natural gas peaker | TRUE
2243 | Natural Gas Fired Combustion Turbine | GT | 18 | N | Electric Utility | NG | natural gas peaker | TRUE
2244 | Natural Gas Steam Turbine | ST | 16 | N | Electric Utility | NG | natural gas peaker | TRUE
2244 | Natural Gas Steam Turbine | ST | 25 | N | Electric Utility | NG | natural gas peaker | TRUE
2248 | Natural Gas Internal Combustion Engine | IC | 0.7 | N | Electric Utility | NG | natural gas peaker | TRUE
2248 | Natural Gas Internal Combustion Engine | IC | 0.7 | N | Electric Utility | NG | natural gas peaker | TRUE
2248 | Natural Gas Internal Combustion Engine | IC | 1 | N | Electric Utility | NG | natural gas peaker | TRUE
2248 | Natural Gas Internal Combustion Engine | IC | 1 | N | Electric Utility | NG | natural gas peaker | TRUE
2248 | Natural Gas Internal Combustion Engine | IC | 0.6 | N | Electric Utility | NG | natural gas peaker | TRUE
2248 | Natural Gas Internal Combustion Engine | IC | 3.6 | N | Electric Utility | NG | natural gas peaker | TRUE
2249 | Natural Gas Internal Combustion Engine | IC | 1.1 | N | Electric Utility | NG | natural gas peaker | TRUE
2249 | Natural Gas Internal Combustion Engine | IC | 0.7 | N | Electric Utility | NG | natural gas peaker | TRUE
2249 | Natural Gas Internal Combustion Engine | IC | 0.5 | N | Electric Utility | NG | natural gas peaker | TRUE
2249 | Natural Gas Internal Combustion Engine | IC | 0.3 | N | Electric Utility | NG | natural gas peaker | TRUE
2249 | Natural Gas Internal Combustion Engine | IC | 0.2 | N | Electric Utility | NG | natural gas peaker | TRUE
2249 | Natural Gas Internal Combustion Engine | IC | 1.1 | N | Electric Utility | NG | natural gas peaker | TRUE
2250 | Natural Gas Fired Combustion Turbine | GT | 29 | N | Electric Utility | NG | natural gas peaker | TRUE
2253 | Petroleum Liquids | IC | 0.2 | N | Electric Utility | DFO | petroleum | TRUE
2253 | Petroleum Liquids | IC | 0.3 | N | Electric Utility | DFO | petroleum | TRUE
2253 | Petroleum Liquids | IC | 0.6 | N | Electric Utility | DFO | petroleum | TRUE
2255 | Natural Gas Internal Combustion Engine | IC | 5.8 | N | Electric Utility | NG | natural gas peaker | TRUE
2255 | Petroleum Liquids | IC | 1 | N | Electric Utility | DFO | petroleum | TRUE
2255 | Natural Gas Internal Combustion Engine | IC | 2 | N | Electric Utility | NG | natural gas peaker | TRUE
2255 | Natural Gas Internal Combustion Engine | IC | 2.7 | N | Electric Utility | NG | natural gas peaker | TRUE
2255 | Natural Gas Internal Combustion Engine | IC | 1.7 | N | Electric Utility | NG | natural gas peaker | TRUE
2255 | Natural Gas Internal Combustion Engine | IC | 3.6 | N | Electric Utility | NG | natural gas peaker | TRUE
2255 | Natural Gas Internal Combustion Engine | IC | 5.8 | N | Electric Utility | NG | natural gas peaker | TRUE
2256 | Natural Gas Internal Combustion Engine | IC | 1.6 | N | Electric Utility | NG | natural gas peaker | TRUE
2256 | Natural Gas Internal Combustion Engine | IC | 1.6 | N | Electric Utility | NG | natural gas peaker | TRUE
2260 | Conventional Hydroelectric | HY | 15 | N | Electric Utility | WAT | hydro | TRUE
2260 | Conventional Hydroelectric | HY | 15 | N | Electric Utility | WAT | hydro | TRUE
2260 | Conventional Hydroelectric | HY | 15 | N | Electric Utility | WAT | hydro | TRUE
2265 | Natural Gas Fired Combustion Turbine | GT | 42.9 | N | Electric Utility | NG | natural gas peaker | TRUE
2266 | Petroleum Liquids | GT | 41.5 | N | Electric Utility | DFO | petroleum | TRUE
2268 | Conventional Hydroelectric | HY | 1 | N | Electric Utility | WAT | hydro | TRUE
2271 | Petroleum Liquids | GT | 40.9 | N | Electric Utility | DFO | petroleum | TRUE
2273 | Conventional Hydroelectric | HY | 1 | N | Electric Utility | WAT | hydro | TRUE
2273 | Conventional Hydroelectric | HY | 1 | N | Electric Utility | WAT | hydro | TRUE
2273 | Conventional Hydroelectric | HY | 1 | N | Electric Utility | WAT | hydro | TRUE
2274 | Conventional Hydroelectric | HY | 12 | N | Electric Utility | WAT | hydro | TRUE
2274 | Conventional Hydroelectric | HY | 12 | N | Electric Utility | WAT | hydro | TRUE
2277 | Conventional Steam Coal | ST | 100 | N | Electric Utility | SUB | hard coal | TRUE
2277 | Conventional Steam Coal | ST | 115 | N | Electric Utility | SUB | hard coal | TRUE
2278 | Conventional Hydroelectric | HY | 0.8 | N | Electric Utility | WAT | hydro | TRUE
2278 | Conventional Hydroelectric | HY | 0.4 | N | Electric Utility | WAT | hydro | TRUE
2289 | Nuclear | ST | 478.1 | N | Electric Utility | NUC | nuclear | TRUE
2290 | Petroleum Liquids | GT | 61.7 | N | Electric Utility | DFO | petroleum | TRUE
2290 | Petroleum Liquids | GT | 61.1 | N | Electric Utility | DFO | petroleum | TRUE
2291 | Conventional Steam Coal | ST | 61 | N | Electric Utility | SUB | hard coal | TRUE
2291 | Conventional Steam Coal | ST | 87 | N | Electric Utility | SUB | hard coal | TRUE
2291 | Conventional Steam Coal | ST | 87 | N | Electric Utility | SUB | hard coal | TRUE
2291 | Conventional Steam Coal | ST | 106 | N | Electric Utility | SUB | hard coal | TRUE
2291 | Conventional Steam Coal | ST | 172 | N | Electric Utility | SUB | hard coal | TRUE
2292 | Natural Gas Fired Combustion Turbine | GT | 55.3 | N | Electric Utility | NG | natural gas peaker | TRUE
2292 | Natural Gas Fired Combustion Turbine | GT | 56.4 | N | Electric Utility | NG | natural gas peaker | TRUE
2292 | Natural Gas Fired Combustion Turbine | GT | 106.8 | N | Electric Utility | NG | natural gas peaker | TRUE
2292 | Natural Gas Fired Combustion Turbine | GT | 49 | N | Electric Utility | NG | natural gas peaker | TRUE
2292 | Natural Gas Fired Combustion Turbine | GT | 48.1 | N | Electric Utility | NG | natural gas peaker | TRUE
2292 | Petroleum Liquids | IC | 3.4 | N | Electric Utility | DFO | petroleum | TRUE
2294 | Petroleum Liquids | IC | 5 | N | Electric Utility | DFO | petroleum | TRUE
2294 | Petroleum Liquids | IC | 1 | N | Electric Utility | DFO | petroleum | TRUE
2294 | Petroleum Liquids | IC | 2 | N | Electric Utility | DFO | petroleum | TRUE
2294 | Petroleum Liquids | IC | 1.4 | N | Electric Utility | DFO | petroleum | TRUE
2294 | Petroleum Liquids | IC | 1.4 | N | Electric Utility | DFO | petroleum | TRUE
2295 | Natural Gas Internal Combustion Engine | IC | 0.5 | N | Electric Utility | NG | natural gas peaker | TRUE
2295 | Natural Gas Internal Combustion Engine | IC | 0.8 | N | Electric Utility | NG | natural gas peaker | TRUE
2295 | Natural Gas Internal Combustion Engine | IC | 0.5 | N | Electric Utility | NG | natural gas peaker | TRUE
2295 | Natural Gas Internal Combustion Engine | IC | 1.2 | N | Electric Utility | NG | natural gas peaker | TRUE
2296 | Natural Gas Internal Combustion Engine | IC | 1.2 | N | Electric Utility | NG | natural gas peaker | TRUE
2296 | Natural Gas Internal Combustion Engine | IC | 2 | N | Electric Utility | NG | natural gas peaker | TRUE
2296 | Natural Gas Internal Combustion Engine | IC | 0.5 | N | Electric Utility | NG | natural gas peaker | TRUE
2296 | Natural Gas Internal Combustion Engine | IC | 0.8 | N | Electric Utility | NG | natural gas peaker | TRUE
2297 | Petroleum Liquids | IC | 1.1 | N | Electric Utility | DFO | petroleum | TRUE
2297 | Petroleum Liquids | IC | 0.9 | N | Electric Utility | DFO | petroleum | TRUE
2297 | Petroleum Liquids | IC | 1.2 | N | Electric Utility | DFO | petroleum | TRUE
2297 | Petroleum Liquids | IC | 1.8 | N | Electric Utility | DFO | petroleum | TRUE
2299 | Petroleum Liquids | IC | 0.5 | N | Electric Utility | DFO | petroleum | TRUE
2299 | Petroleum Liquids | IC | 0.6 | N | Electric Utility | DFO | petroleum | TRUE
2299 | Petroleum Liquids | IC | 1.2 | N | Electric Utility | DFO | petroleum | TRUE
2299 | Petroleum Liquids | IC | 1.2 | N | Electric Utility | DFO | petroleum | TRUE
2299 | Petroleum Liquids | IC | 2.2 | N | Electric Utility | DFO | petroleum | TRUE
2300 | Petroleum Liquids | IC | 1.1 | N | Electric Utility | DFO | petroleum | TRUE
2300 | Petroleum Liquids | IC | 0.9 | N | Electric Utility | DFO | petroleum | TRUE
2300 | Petroleum Liquids | IC | 0.4 | N | Electric Utility | DFO | petroleum | TRUE
2302 | Natural Gas Internal Combustion Engine | IC | 1 | N | Electric Utility | NG | natural gas peaker | TRUE
2302 | Natural Gas Internal Combustion Engine | IC | 2 | N | Electric Utility | NG | natural gas peaker | TRUE
2302 | Petroleum Liquids | IC | 0.6 | N | Electric Utility | DFO | petroleum | TRUE
2302 | Natural Gas Internal Combustion Engine | IC | 0.8 | N | Electric Utility | NG | natural gas peaker | TRUE
2302 | Natural Gas Internal Combustion Engine | IC | 2.5 | N | Electric Utility | NG | natural gas peaker | TRUE
2303 | Conventional Hydroelectric | HY | 0.1 | N | Electric Utility | WAT | hydro | TRUE
2303 | Conventional Hydroelectric | HY | 0.1 | N | Electric Utility | WAT | hydro | TRUE
2303 | Petroleum Liquids | IC | 0.2 | N | Electric Utility | DFO | petroleum | TRUE
2303 | Petroleum Liquids | IC | 0.4 | N | Electric Utility | DFO | petroleum | TRUE
2303 | Petroleum Liquids | IC | 1.3 | N | Electric Utility | DFO | petroleum | TRUE
2305 | Petroleum Liquids | IC | 0.7 | N | Electric Utility | DFO | petroleum | TRUE
2305 | Petroleum Liquids | IC | 0.2 | N | Electric Utility | DFO | petroleum | TRUE
2305 | Petroleum Liquids | IC | 0.2 | N | Electric Utility | DFO | petroleum | TRUE
2305 | Petroleum Liquids | IC | 0.8 | N | Electric Utility | DFO | petroleum | TRUE
2308 | Petroleum Liquids | IC | 0.6 | N | Electric Utility | DFO | petroleum | TRUE
2308 | Petroleum Liquids | IC | 1.4 | N | Electric Utility | DFO | petroleum | TRUE
2308 | Petroleum Liquids | IC | 1 | N | Electric Utility | DFO | petroleum | TRUE
2308 | Petroleum Liquids | IC | 1.2 | N | Electric Utility | DFO | petroleum | TRUE
2308 | Petroleum Liquids | IC | 2.4 | N | Electric Utility | DFO | petroleum | TRUE
2310 | Natural Gas Internal Combustion Engine | IC | 2.1 | N | Electric Utility | NG | natural gas peaker | TRUE
2310 | Petroleum Liquids | IC | 0.4 | N | Electric Utility | DFO | petroleum | TRUE
2310 | Natural Gas Internal Combustion Engine | IC | 4.4 | N | Electric Utility | NG | natural gas peaker | TRUE
2310 | Natural Gas Internal Combustion Engine | IC | 1.1 | N | Electric Utility | NG | natural gas peaker | TRUE
2310 | Natural Gas Internal Combustion Engine | IC | 2.2 | N | Electric Utility | NG | natural gas peaker | TRUE
2310 | Natural Gas Internal Combustion Engine | IC | 3.4 | N | Electric Utility | NG | natural gas peaker | TRUE
2311 | Natural Gas Internal Combustion Engine | IC | 0.5 | N | Electric Utility | NG | natural gas peaker | TRUE
2311 | Natural Gas Internal Combustion Engine | IC | 1 | N | Electric Utility | NG | natural gas peaker | TRUE
2311 | Natural Gas Internal Combustion Engine | IC | 1.1 | N | Electric Utility | NG | natural gas peaker | TRUE
2311 | Natural Gas Internal Combustion Engine | IC | 0.6 | N | Electric Utility | NG | natural gas peaker | TRUE
2312 | Petroleum Liquids | IC | 0.8 | N | Electric Utility | DFO | petroleum | TRUE
2312 | Petroleum Liquids | IC | 0.9 | N | Electric Utility | DFO | petroleum | TRUE
2312 | Petroleum Liquids | IC | 1.8 | N | Electric Utility | DFO | petroleum | TRUE
2312 | Petroleum Liquids | IC | 1.9 | N | Electric Utility | DFO | petroleum | TRUE
2312 | Petroleum Liquids | IC | 3.5 | N | Electric Utility | DFO | petroleum | TRUE
2312 | Petroleum Liquids | IC | 5 | N | Electric Utility | DFO | petroleum | TRUE
2312 | Petroleum Liquids | IC | 3.3 | N | Electric Utility | DFO | petroleum | TRUE
2312 | Petroleum Liquids | IC | 3.3 | N | Electric Utility | DFO | petroleum | TRUE
2313 | Natural Gas Internal Combustion Engine | IC | 0.9 | N | Electric Utility | NG | natural gas peaker | TRUE
2313 | Natural Gas Internal Combustion Engine | IC | 1.2 | N | Electric Utility | NG | natural gas peaker | TRUE
2313 | Natural Gas Internal Combustion Engine | IC | 2.3 | N | Electric Utility | NG | natural gas peaker | TRUE
2313 | Natural Gas Internal Combustion Engine | IC | 4.1 | N | Electric Utility | NG | natural gas peaker | TRUE
2315 | Petroleum Liquids | IC | 0.9 | N | Electric Utility | DFO | petroleum | TRUE
2315 | Petroleum Liquids | IC | 0.6 | N | Electric Utility | DFO | petroleum | TRUE
2315 | Petroleum Liquids | IC | 1.6 | N | Electric Utility | DFO | petroleum | TRUE
2316 | Petroleum Liquids | IC | 0.8 | N | Electric Utility | DFO | petroleum | TRUE
2316 | Petroleum Liquids | IC | 1.5 | N | Electric Utility | DFO | petroleum | TRUE
2316 | Petroleum Liquids | IC | 1.5 | N | Electric Utility | DFO | petroleum | TRUE
2322 | Natural Gas Fired Combined Cycle | CA | 85 | N | Electric Utility | NG | natural gas nonpeaker | TRUE
2322 | Natural Gas Fired Combustion Turbine | GT | 52 | N | Electric Utility | NG | natural gas peaker | TRUE
2322 | Natural Gas Fired Combustion Turbine | GT | 52 | N | Electric Utility | NG | natural gas peaker | TRUE
2322 | Natural Gas Fired Combustion Turbine | GT | 52 | N | Electric Utility | NG | natural gas peaker | TRUE
2322 | Natural Gas Fired Combustion Turbine | GT | 52 | N | Electric Utility | NG | natural gas peaker | TRUE
2322 | Natural Gas Fired Combustion Turbine | GT | 52 | N | Electric Utility | NG | natural gas peaker | TRUE
2322 | Natural Gas Fired Combustion Turbine | GT | 52 | N | Electric Utility | NG | natural gas peaker | TRUE
2322 | Natural Gas Fired Combustion Turbine | GT | 52 | N | Electric Utility | NG | natural gas peaker | TRUE
2322 | Natural Gas Fired Combustion Turbine | GT | 52 | N | Electric Utility | NG | natural gas peaker | TRUE
2322 | Natural Gas Fired Combustion Turbine | GT | 52 | N | Electric Utility | NG | natural gas peaker | TRUE
2322 | Natural Gas Fired Combustion Turbine | GT | 52 | N | Electric Utility | NG | natural gas peaker | TRUE
2322 | Natural Gas Fired Combustion Turbine | GT | 52 | N | Electric Utility | NG | natural gas peaker | TRUE
2322 | Natural Gas Fired Combustion Turbine | GT | 52 | N | Electric Utility | NG | natural gas peaker | TRUE
2322 | Natural Gas Fired Combined Cycle | CA | 85 | N | Electric Utility | NG | natural gas nonpeaker | TRUE
2322 | Natural Gas Fired Combustion Turbine | GT | 55 | N | Electric Utility | NG | natural gas peaker | TRUE
2322 | Natural Gas Fired Combined Cycle | CT | 73 | N | Electric Utility | NG | natural gas nonpeaker | TRUE
2322 | Natural Gas Fired Combined Cycle | CT | 73 | N | Electric Utility | NG | natural gas nonpeaker | TRUE
2322 | Natural Gas Fired Combined Cycle | CT | 73 | N | Electric Utility | NG | natural gas nonpeaker | TRUE
2322 | Natural Gas Fired Combined Cycle | CT | 73 | N | Electric Utility | NG | natural gas nonpeaker | TRUE
2324 | Conventional Steam Coal | ST | 257 | N | Electric Utility | BIT | hard coal | TRUE
2330 | Natural Gas Steam Turbine | ST | 113 | N | Electric Utility | NG | natural gas peaker | TRUE
2330 | Natural Gas Steam Turbine | ST | 113 | N | Electric Utility | NG | natural gas peaker | TRUE
2336 | Natural Gas Fired Combined Cycle | CA | 263 | N | Electric Utility | NG | natural gas nonpeaker | TRUE
2336 | Natural Gas Steam Turbine | ST | 108 | N | Electric Utility | NG | natural gas peaker | TRUE
2336 | Natural Gas Fired Combined Cycle | CT | 64 | N | Electric Utility | NG | natural gas nonpeaker | TRUE
2336 | Natural Gas Fired Combined Cycle | CA | 40 | N | Electric Utility | NG | natural gas nonpeaker | TRUE
2336 | Natural Gas Fired Combined Cycle | CT | 145 | N | Electric Utility | NG | natural gas nonpeaker | TRUE
2336 | Natural Gas Fired Combined Cycle | CT | 145 | N | Electric Utility | NG | natural gas nonpeaker | TRUE
2336 | Natural Gas Fired Combustion Turbine | GT | 66.3 | N | Electric Utility | NG | natural gas peaker | TRUE
2336 | Natural Gas Fired Combustion Turbine | GT | 66.3 | N | Electric Utility | NG | natural gas peaker | TRUE
2349 | Conventional Hydroelectric | HY | 22.5 | N | IPP Non-CHP | WAT | hydro | TRUE
2349 | Conventional Hydroelectric | HY | 47.8 | N | IPP Non-CHP | WAT | hydro | TRUE
2349 | Conventional Hydroelectric | HY | 47.8 | N | IPP Non-CHP | WAT | hydro | TRUE
2349 | Conventional Hydroelectric | HY | 47.8 | N | IPP Non-CHP | WAT | hydro | TRUE
2351 | Conventional Hydroelectric | HY | 47.2 | N | IPP Non-CHP | WAT | hydro | TRUE
2351 | Conventional Hydroelectric | HY | 47.2 | N | IPP Non-CHP | WAT | hydro | TRUE
2351 | Conventional Hydroelectric | HY | 47.2 | N | IPP Non-CHP | WAT | hydro | TRUE
2351 | Conventional Hydroelectric | HY | 47.2 | N | IPP Non-CHP | WAT | hydro | TRUE
2352 | Conventional Hydroelectric | HY | 2.4 | N | IPP Non-CHP | WAT | hydro | TRUE
2352 | Conventional Hydroelectric | HY | 4 | N | IPP Non-CHP | WAT | hydro | TRUE
2352 | Conventional Hydroelectric | HY | 2.4 | N | IPP Non-CHP | WAT | hydro | TRUE
2352 | Conventional Hydroelectric | HY | 2.4 | N | IPP Non-CHP | WAT | hydro | TRUE
2352 | Conventional Hydroelectric | HY | 2.4 | N | IPP Non-CHP | WAT | hydro | TRUE
2352 | Conventional Hydroelectric | HY | 3.6 | N | IPP Non-CHP | WAT | hydro | TRUE
2352 | Conventional Hydroelectric | HY | 3.6 | N | IPP Non-CHP | WAT | hydro | TRUE
2352 | Conventional Hydroelectric | HY | 3.6 | N | IPP Non-CHP | WAT | hydro | TRUE
2352 | Conventional Hydroelectric | HY | 3.6 | N | IPP Non-CHP | WAT | hydro | TRUE
2352 | Conventional Hydroelectric | HY | 4 | N | IPP Non-CHP | WAT | hydro | TRUE
2353 | Conventional Hydroelectric | HY | 18.1 | N | IPP Non-CHP | WAT | hydro | TRUE
2353 | Conventional Hydroelectric | HY | 18.1 | N | IPP Non-CHP | WAT | hydro | TRUE
2353 | Conventional Hydroelectric | HY | 2.8 | N | IPP Non-CHP | WAT | hydro | TRUE
2354 | Conventional Hydroelectric | HY | 6.2 | N | Electric Utility | WAT | hydro | TRUE
2354 | Conventional Hydroelectric | HY | 5.3 | N | Electric Utility | WAT | hydro | TRUE
2354 | Conventional Hydroelectric | HY | 5.3 | N | Electric Utility | WAT | hydro | TRUE
2355 | Conventional Hydroelectric | HY | 2.8 | N | Electric Utility | WAT | hydro | TRUE
2355 | Conventional Hydroelectric | HY | 2.8 | N | Electric Utility | WAT | hydro | TRUE
2355 | Conventional Hydroelectric | HY | 2.8 | N | Electric Utility | WAT | hydro | TRUE
2356 | Conventional Hydroelectric | HY | 1.8 | N | Electric Utility | WAT | hydro | TRUE
2356 | Conventional Hydroelectric | HY | 3.8 | N | Electric Utility | WAT | hydro | TRUE
2357 | Conventional Hydroelectric | HY | 3.4 | N | Electric Utility | WAT | hydro | TRUE
2357 | Conventional Hydroelectric | HY | 3.3 | N | Electric Utility | WAT | hydro | TRUE
2357 | Conventional Hydroelectric | HY | 2.4 | N | Electric Utility | WAT | hydro | TRUE
2357 | Conventional Hydroelectric | HY | 3.2 | N | Electric Utility | WAT | hydro | TRUE
2358 | Conventional Hydroelectric | HY | 0.4 | N | Electric Utility | WAT | hydro | TRUE
2358 | Conventional Hydroelectric | HY | 0.4 | N | Electric Utility | WAT | hydro | TRUE
2358 | Conventional Hydroelectric | HY | 0.6 | N | Electric Utility | WAT | hydro | TRUE
2358 | Conventional Hydroelectric | HY | 0.6 | N | Electric Utility | WAT | hydro | TRUE
2359 | Conventional Hydroelectric | HY | 1.6 | N | Electric Utility | WAT | hydro | TRUE
2360 | Conventional Hydroelectric | HY | 3.6 | N | Electric Utility | WAT | hydro | TRUE
2362 | Petroleum Liquids | GT | 14 | N | Electric Utility | DFO | petroleum | TRUE
2364 | Conventional Steam Coal | ST | 108 | N | Electric Utility | BIT | hard coal | TRUE
2364 | Conventional Steam Coal | ST | 330.5 | N | Electric Utility | BIT | hard coal | TRUE
2364 | Petroleum Liquids | GT | 16.8 | N | Electric Utility | JF | petroleum | TRUE
2364 | Petroleum Liquids | GT | 16.8 | N | Electric Utility | JF | petroleum | TRUE
2367 | Conventional Steam Coal | ST | 47.5 | N | Electric Utility | BIT | hard coal | TRUE
2367 | Wood/Wood Waste Biomass | ST | 43.1 | N | Electric Utility | WDS | biomass | TRUE
2367 | Conventional Steam Coal | ST | 47.9 | N | Electric Utility | BIT | hard coal | TRUE
2367 | Petroleum Liquids | GT | 17 | N | Electric Utility | JF | petroleum | TRUE
2368 | Conventional Hydroelectric | HY | 11.7 | N | Electric Utility | WAT | hydro | TRUE
2369 | Petroleum Liquids | GT | 17.5 | N | Electric Utility | JF | petroleum | TRUE
2378 | Conventional Steam Coal | ST | 150 | N | IPP Non-CHP | BIT | hard coal | TRUE
2378 | Petroleum Liquids | ST | 148 | N | IPP Non-CHP | RFO | petroleum | TRUE
2378 | Petroleum Liquids | IC | 2 | N | IPP Non-CHP | DFO | petroleum | TRUE
2378 | Petroleum Liquids | IC | 2 | N | IPP Non-CHP | DFO | petroleum | TRUE
2378 | Petroleum Liquids | IC | 2 | N | IPP Non-CHP | DFO | petroleum | TRUE
2378 | Petroleum Liquids | IC | 2 | N | IPP Non-CHP | DFO | petroleum | TRUE
2379 | Natural Gas Fired Combustion Turbine | GT | 37.4 | N | IPP Non-CHP | NG | natural gas peaker | TRUE
2379 | Natural Gas Fired Combustion Turbine | GT | 41.2 | N | IPP Non-CHP | NG | natural gas peaker | TRUE
2388 | Nuclear | ST | 607.7 | N | IPP Non-CHP | NUC | nuclear | TRUE
2390 | Petroleum Liquids | GT | 50 | N | IPP Non-CHP | DFO | petroleum | TRUE
2390 | Natural Gas Fired Combustion Turbine | GT | 50 | N | IPP Non-CHP | NG | natural gas peaker | TRUE
2390 | Natural Gas Fired Combustion Turbine | GT | 50 | N | IPP Non-CHP | NG | natural gas peaker | TRUE
2390 | Natural Gas Fired Combustion Turbine | GT | 50 | N | IPP Non-CHP | NG | natural gas peaker | TRUE
2393 | Natural Gas Fired Combined Cycle | CT | 47 | N | IPP Non-CHP | NG | natural gas nonpeaker | TRUE
2393 | Natural Gas Fired Combined Cycle | CT | 47 | N | IPP Non-CHP | NG | natural gas nonpeaker | TRUE
2393 | Natural Gas Fired Combined Cycle | CT | 49 | N | IPP Non-CHP | NG | natural gas nonpeaker | TRUE
2393 | Natural Gas Fired Combined Cycle | CT | 47 | N | IPP Non-CHP | NG | natural gas nonpeaker | TRUE
2393 | Natural Gas Fired Combined Cycle | CA | 104 | N | IPP Non-CHP | NG | natural gas nonpeaker | TRUE
2393 | Natural Gas Fired Combustion Turbine | GT | 150 | N | IPP Non-CHP | NG | natural gas peaker | TRUE
2398 | Natural Gas Fired Combined Cycle | CT | 110 | N | IPP Non-CHP | NG | natural gas nonpeaker | TRUE
2398 | Natural Gas Fired Combined Cycle | CT | 110 | N | IPP Non-CHP | NG | natural gas nonpeaker | TRUE
2398 | Natural Gas Fired Combined Cycle | CT | 110 | N | IPP Non-CHP | NG | natural gas nonpeaker | TRUE
2398 | Natural Gas Fired Combined Cycle | CT | 110 | N | IPP Non-CHP | NG | natural gas nonpeaker | TRUE
2398 | Natural Gas Fired Combined Cycle | CA | 193 | N | IPP Non-CHP | NG | natural gas nonpeaker | TRUE
2398 | Natural Gas Fired Combined Cycle | CT | 168 | N | IPP Non-CHP | NG | natural gas nonpeaker | TRUE
2398 | Natural Gas Fired Combined Cycle | CT | 168 | N | IPP Non-CHP | NG | natural gas nonpeaker | TRUE
2398 | Natural Gas Fired Combined Cycle | CA | 224 | N | IPP Non-CHP | NG | natural gas nonpeaker | TRUE
2399 | Natural Gas Fired Combustion Turbine | GT | 42 | N | IPP Non-CHP | NG | natural gas peaker | TRUE
2399 | Natural Gas Fired Combustion Turbine | GT | 42 | N | IPP Non-CHP | NG | natural gas peaker | TRUE
2399 | Natural Gas Fired Combustion Turbine | GT | 42 | N | IPP Non-CHP | NG | natural gas peaker | TRUE
2399 | Natural Gas Fired Combustion Turbine | GT | 42 | N | IPP Non-CHP | NG | natural gas peaker | TRUE
2401 | Natural Gas Fired Combustion Turbine | GT | 81 | N | IPP Non-CHP | NG | natural gas peaker | TRUE
2403 | Natural Gas Steam Turbine | ST | 620 | N | IPP Non-CHP | NG | natural gas peaker | TRUE
2404 | Natural Gas Fired Combustion Turbine | GT | 44.5 | N | IPP Non-CHP | NG | natural gas peaker | TRUE
2404 | Natural Gas Fired Combustion Turbine | GT | 44.5 | N | IPP Non-CHP | NG | natural gas peaker | TRUE
2404 | Natural Gas Fired Combustion Turbine | GT | 44.5 | N | IPP Non-CHP | NG | natural gas peaker | TRUE
2404 | Natural Gas Fired Combustion Turbine | GT | 44.5 | N | IPP Non-CHP | NG | natural gas peaker | TRUE
2404 | Natural Gas Fired Combustion Turbine | GT | 44.5 | N | IPP Non-CHP | NG | natural gas peaker | TRUE
2404 | Natural Gas Fired Combustion Turbine | GT | 44.5 | N | IPP Non-CHP | NG | natural gas peaker | TRUE
2404 | Natural Gas Fired Combustion Turbine | GT | 44.5 | N | IPP Non-CHP | NG | natural gas peaker | TRUE
2404 | Natural Gas Fired Combustion Turbine | GT | 44.5 | N | IPP Non-CHP | NG | natural gas peaker | TRUE
2404 | Natural Gas Fired Combustion Turbine | GT | 44.5 | N | IPP Non-CHP | NG | natural gas peaker | TRUE
2404 | Natural Gas Fired Combustion Turbine | GT | 44.5 | N | IPP Non-CHP | NG | natural gas peaker | TRUE
2406 | Natural Gas Fired Combined Cycle | CA | 252.7 | N | IPP Non-CHP | NG | natural gas nonpeaker | TRUE
2406 | Natural Gas Fired Combined Cycle | CT | 190 | N | IPP Non-CHP | NG | natural gas nonpeaker | TRUE
2406 | Natural Gas Fired Combined Cycle | CT | 190 | N | IPP Non-CHP | NG | natural gas nonpeaker | TRUE
2406 | Natural Gas Fired Combined Cycle | CA | 252.7 | N | IPP Non-CHP | NG | natural gas nonpeaker | TRUE
2406 | Natural Gas Fired Combined Cycle | CT | 190 | N | IPP Non-CHP | NG | natural gas nonpeaker | TRUE
2406 | Natural Gas Fired Combined Cycle | CT | 190 | N | IPP Non-CHP | NG | natural gas nonpeaker | TRUE
2406 | Natural Gas Fired Combustion Turbine | GT | 86 | N | IPP Non-CHP | NG | natural gas peaker | TRUE
2406 | Natural Gas Fired Combustion Turbine | GT | 86 | N | IPP Non-CHP | NG | natural gas peaker | TRUE
2406 | Natural Gas Fired Combustion Turbine | GT | 84 | N | IPP Non-CHP | NG | natural gas peaker | TRUE
2406 | Natural Gas Fired Combustion Turbine | GT | 80.2 | N | IPP Non-CHP | NG | natural gas peaker | TRUE
2408 | Conventional Steam Coal | ST | 316 | N | IPP Non-CHP | BIT | hard coal | TRUE
2408 | Conventional Steam Coal | ST | 316 | N | IPP Non-CHP | BIT | hard coal | TRUE
2410 | Nuclear | ST | 1170.2 | N | IPP Non-CHP | NUC | nuclear | TRUE
2410 | Nuclear | ST | 1158 | N | IPP Non-CHP | NUC | nuclear | TRUE
2410 | Petroleum Liquids | GT | 38.4 | N | IPP Non-CHP | DFO | petroleum | TRUE
2411 | Natural Gas Steam Turbine | ST | 102.8 | N | IPP Non-CHP | NG | natural gas peaker | TRUE
2411 | Natural Gas Steam Turbine | ST | 118 | N | IPP Non-CHP | NG | natural gas peaker | TRUE
2411 | Natural Gas Steam Turbine | ST | 106.2 | N | IPP Non-CHP | NG | natural gas peaker | TRUE
2411 | Natural Gas Steam Turbine | ST | 123.6 | N | IPP Non-CHP | NG | natural gas peaker | TRUE
2434 | Natural Gas Fired Combustion Turbine | GT | 60.3 | N | Electric Utility | NG | natural gas peaker | TRUE
2442 | Conventional Steam Coal | ST | 770 | N | Electric Utility | SUB | hard coal | TRUE
2442 | Conventional Steam Coal | ST | 770 | N | Electric Utility | SUB | hard coal | TRUE
2444 | Natural Gas Steam Turbine | ST | 45 | N | Electric Utility | NG | natural gas peaker | TRUE
2444 | Natural Gas Steam Turbine | ST | 46 | N | Electric Utility | NG | natural gas peaker | TRUE
2444 | Natural Gas Steam Turbine | ST | 145 | N | Electric Utility | NG | natural gas peaker | TRUE
2444 | Natural Gas Fired Combustion Turbine | GT | 88.2 | N | Electric Utility | NG | natural gas peaker | TRUE
2446 | Natural Gas Steam Turbine | ST | 112 | N | Electric Utility | NG | natural gas peaker | TRUE
2446 | Natural Gas Fired Combustion Turbine | GT | 61 | N | Electric Utility | NG | natural gas peaker | TRUE
2446 | Natural Gas Fired Combustion Turbine | GT | 10 | N | Electric Utility | NG | natural gas peaker | TRUE
2450 | Natural Gas Steam Turbine | ST | 44 | N | Electric Utility | NG | natural gas peaker | TRUE
2450 | Natural Gas Steam Turbine | ST | 44 | N | Electric Utility | NG | natural gas peaker | TRUE
2450 | Natural Gas Steam Turbine | ST | 66 | N | Electric Utility | NG | natural gas peaker | TRUE
2451 | Conventional Steam Coal | ST | 340 | N | Electric Utility | BIT | hard coal | TRUE
2451 | Conventional Steam Coal | ST | 340 | N | Electric Utility | BIT | hard coal | TRUE
2451 | Conventional Steam Coal | ST | 497 | N | Electric Utility | BIT | hard coal | TRUE
2451 | Conventional Steam Coal | ST | 507 | N | Electric Utility | BIT | hard coal | TRUE
2453 | Natural Gas Fired Combustion Turbine | GT | 10 | N | Electric Utility | NG | natural gas peaker | TRUE
2454 | Natural Gas Steam Turbine | ST | 71 | N | Electric Utility | NG | natural gas peaker | TRUE
2454 | Natural Gas Steam Turbine | ST | 183 | N | Electric Utility | NG | natural gas peaker | TRUE
2454 | Natural Gas Fired Combustion Turbine | GT | 106 | N | Electric Utility | NG | natural gas peaker | TRUE
2454 | Natural Gas Fired Combustion Turbine | GT | 106 | N | Electric Utility | NG | natural gas peaker | TRUE
2465 | Natural Gas Fired Combined Cycle | CT | 17 | N | Electric Utility | NG | natural gas nonpeaker | TRUE
2465 | Conventional Hydroelectric | HY | 0.2 | N | Electric Utility | WAT | hydro | TRUE
2475 | Natural Gas Steam Turbine | ST | 15 | N | Electric Utility | NG | natural gas peaker | TRUE
2475 | Natural Gas Steam Turbine | ST | 15 | N | Electric Utility | NG | natural gas peaker | TRUE
2475 | Natural Gas Steam Turbine | ST | 15 | N | Electric Utility | NG | natural gas peaker | TRUE
2480 | Natural Gas Steam Turbine | ST | 60.7 | N | IPP Non-CHP | NG | natural gas peaker | TRUE
2480 | Natural Gas Steam Turbine | ST | 59.5 | N | IPP Non-CHP | NG | natural gas peaker | TRUE
2480 | Natural Gas Steam Turbine | ST | 137.5 | N | IPP Non-CHP | NG | natural gas peaker | TRUE
2480 | Natural Gas Steam Turbine | ST | 221 | N | IPP Non-CHP | NG | natural gas peaker | TRUE
2480 | Petroleum Liquids | IC | 2.5 | N | IPP Non-CHP | DFO | petroleum | TRUE
2480 | Petroleum Liquids | IC | 2.5 | N | IPP Non-CHP | DFO | petroleum | TRUE
2481 | Conventional Hydroelectric | HY | 2.4 | N | Electric Utility | WAT | hydro | TRUE
2481 | Conventional Hydroelectric | HY | 2.4 | N | Electric Utility | WAT | hydro | TRUE
2483 | Conventional Hydroelectric | HY | 22 | N | Electric Utility | WAT | hydro | TRUE
2485 | Petroleum Liquids | GT | 21.3 | N | Electric Utility | KER | other | TRUE
2486 | Conventional Hydroelectric | HY | 4.8 | N | Electric Utility | WAT | hydro | TRUE
2486 | Conventional Hydroelectric | HY | 4.8 | N | Electric Utility | WAT | hydro | TRUE
2486 | Conventional Hydroelectric | HY | 4.8 | N | Electric Utility | WAT | hydro | TRUE
2487 | Petroleum Liquids | GT | 21.3 | N | Electric Utility | KER | other | TRUE
2490 | Natural Gas Steam Turbine | ST | 338 | N | IPP Non-CHP | NG | natural gas peaker | TRUE
2490 | Natural Gas Steam Turbine | ST | 508 | N | IPP Non-CHP | NG | natural gas peaker | TRUE
2490 | Natural Gas Fired Combustion Turbine | GT | 12 | N | IPP Non-CHP | NG | natural gas peaker | TRUE
2493 | Natural Gas Fired Combustion Turbine | GT | 150.9 | N | Electric Utility | NG | natural gas peaker | TRUE
2493 | Natural Gas Fired Combustion Turbine | GT | 151.8 | N | Electric Utility | NG | natural gas peaker | TRUE
2493 | Natural Gas Steam Turbine | ST | 141.7 | Y | Electric Utility | NG | natural gas peaker | TRUE
2493 | Natural Gas Steam Turbine | ST | 184.9 | N | Electric Utility | NG | natural gas peaker | TRUE
2494 | Petroleum Liquids | GT | 18.2 | N | IPP Non-CHP | DFO | petroleum | TRUE
2494 | Petroleum Liquids | GT | 18.5 | N | IPP Non-CHP | DFO | petroleum | TRUE
2494 | Petroleum Liquids | GT | 16.3 | N | IPP Non-CHP | DFO | petroleum | TRUE
2494 | Petroleum Liquids | GT | 16 | N | IPP Non-CHP | DFO | petroleum | TRUE
2494 | Petroleum Liquids | GT | 16.1 | N | IPP Non-CHP | DFO | petroleum | TRUE
2494 | Petroleum Liquids | GT | 15.6 | N | IPP Non-CHP | DFO | petroleum | TRUE
2494 | Petroleum Liquids | GT | 16.7 | N | IPP Non-CHP | DFO | petroleum | TRUE
2494 | Petroleum Liquids | GT | 14.6 | N | IPP Non-CHP | DFO | petroleum | TRUE
2494 | Natural Gas Fired Combustion Turbine | GT | 17.3 | N | IPP Non-CHP | NG | natural gas peaker | TRUE
2494 | Natural Gas Fired Combustion Turbine | GT | 18.3 | N | IPP Non-CHP | NG | natural gas peaker | TRUE
2494 | Natural Gas Fired Combustion Turbine | GT | 19.1 | N | IPP Non-CHP | NG | natural gas peaker | TRUE
2494 | Natural Gas Fired Combustion Turbine | GT | 17.4 | N | IPP Non-CHP | NG | natural gas peaker | TRUE
2494 | Natural Gas Fired Combustion Turbine | GT | 17 | N | IPP Non-CHP | NG | natural gas peaker | TRUE
2494 | Natural Gas Fired Combustion Turbine | GT | 19.1 | N | IPP Non-CHP | NG | natural gas peaker | TRUE
2494 | Natural Gas Fired Combustion Turbine | GT | 18.5 | N | IPP Non-CHP | NG | natural gas peaker | TRUE
2494 | Natural Gas Fired Combustion Turbine | GT | 17 | N | IPP Non-CHP | NG | natural gas peaker | TRUE
2494 | Natural Gas Fired Combustion Turbine | GT | 16.9 | N | IPP Non-CHP | NG | natural gas peaker | TRUE
2494 | Natural Gas Fired Combustion Turbine | GT | 16.9 | N | IPP Non-CHP | NG | natural gas peaker | TRUE
2494 | Natural Gas Fired Combustion Turbine | GT | 18 | N | IPP Non-CHP | NG | natural gas peaker | TRUE
2494 | Natural Gas Fired Combustion Turbine | GT | 16.3 | N | IPP Non-CHP | NG | natural gas peaker | TRUE
2494 | Natural Gas Fired Combustion Turbine | GT | 17.3 | N | IPP Non-CHP | NG | natural gas peaker | TRUE
2494 | Natural Gas Fired Combustion Turbine | GT | 15.4 | N | IPP Non-CHP | NG | natural gas peaker | TRUE
2494 | Natural Gas Fired Combustion Turbine | GT | 18 | N | IPP Non-CHP | NG | natural gas peaker | TRUE
2494 | Natural Gas Fired Combustion Turbine | GT | 17.6 | N | IPP Non-CHP | NG | natural gas peaker | TRUE
2494 | Petroleum Liquids | GT | 18.6 | N | IPP Non-CHP | DFO | petroleum | TRUE
2494 | Petroleum Liquids | GT | 17.4 | N | IPP Non-CHP | DFO | petroleum | TRUE
2494 | Petroleum Liquids | GT | 17.1 | N | IPP Non-CHP | DFO | petroleum | TRUE
2494 | Petroleum Liquids | GT | 16.5 | N | IPP Non-CHP | DFO | petroleum | TRUE
2494 | Petroleum Liquids | GT | 16.2 | N | IPP Non-CHP | DFO | petroleum | TRUE
2494 | Petroleum Liquids | GT | 18 | N | IPP Non-CHP | DFO | petroleum | TRUE
2494 | Petroleum Liquids | GT | 16.4 | N | IPP Non-CHP | DFO | petroleum | TRUE
2494 | Petroleum Liquids | GT | 17 | N | IPP Non-CHP | DFO | petroleum | TRUE
2496 | Petroleum Liquids | GT | 13.5 | N | Electric Utility | KER | other | TRUE
2496 | Petroleum Liquids | GT | 13.8 | N | Electric Utility | KER | other | TRUE
2496 | Petroleum Liquids | GT | 14.4 | N | Electric Utility | KER | other | TRUE
2497 | Nuclear | ST | 1020 | N | IPP Non-CHP | NUC | nuclear | TRUE
2499 | Natural Gas Fired Combustion Turbine | GT | 19.2 | N | IPP Non-CHP | NG | natural gas peaker | TRUE
2499 | Natural Gas Fired Combustion Turbine | GT | 17.2 | N | IPP Non-CHP | NG | natural gas peaker | TRUE
2499 | Natural Gas Fired Combustion Turbine | GT | 18.2 | N | IPP Non-CHP | NG | natural gas peaker | TRUE
2499 | Natural Gas Fired Combustion Turbine | GT | 19.2 | N | IPP Non-CHP | NG | natural gas peaker | TRUE
2499 | Natural Gas Fired Combustion Turbine | GT | 18.5 | N | IPP Non-CHP | NG | natural gas peaker | TRUE
2499 | Natural Gas Fired Combustion Turbine | GT | 16.1 | N | IPP Non-CHP | NG | natural gas peaker | TRUE
2499 | Natural Gas Fired Combustion Turbine | GT | 16.2 | N | IPP Non-CHP | NG | natural gas peaker | TRUE
2499 | Natural Gas Fired Combustion Turbine | GT | 17.2 | N | IPP Non-CHP | NG | natural gas peaker | TRUE
2499 | Natural Gas Fired Combustion Turbine | GT | 19 | N | IPP Non-CHP | NG | natural gas peaker | TRUE
2499 | Natural Gas Fired Combustion Turbine | GT | 17.2 | N | IPP Non-CHP | NG | natural gas peaker | TRUE
2499 | Natural Gas Fired Combustion Turbine | GT | 18.1 | N | IPP Non-CHP | NG | natural gas peaker | TRUE
2499 | Natural Gas Fired Combustion Turbine | GT | 18.4 | N | IPP Non-CHP | NG | natural gas peaker | TRUE
2499 | Natural Gas Fired Combustion Turbine | GT | 17.9 | N | IPP Non-CHP | NG | natural gas peaker | TRUE
2499 | Natural Gas Fired Combustion Turbine | GT | 15.8 | N | IPP Non-CHP | NG | natural gas peaker | TRUE
2499 | Natural Gas Fired Combustion Turbine | GT | 18.7 | N | IPP Non-CHP | NG | natural gas peaker | TRUE
2499 | Natural Gas Fired Combustion Turbine | GT | 16.5 | N | IPP Non-CHP | NG | natural gas peaker | TRUE
2500 | Natural Gas Steam Turbine | ST | 365.2 | N | IPP Non-CHP | NG | natural gas peaker | TRUE
2500 | Natural Gas Steam Turbine | ST | 366.5 | N | IPP Non-CHP | NG | natural gas peaker | TRUE
2500 | Natural Gas Steam Turbine | ST | 968.9 | N | IPP Non-CHP | NG | natural gas peaker | TRUE
2500 | Natural Gas Fired Combined Cycle | CT | 157 | N | IPP Non-CHP | NG | natural gas nonpeaker | TRUE
2500 | Natural Gas Fired Combined Cycle | CA | 75.3 | N | IPP Non-CHP | NG | natural gas nonpeaker | TRUE
2500 | Natural Gas Fired Combustion Turbine | GT | 9.4 | N | IPP Non-CHP | NG | natural gas peaker | TRUE
2500 | Natural Gas Fired Combustion Turbine | GT | 17.8 | N | IPP Non-CHP | NG | natural gas peaker | TRUE
2500 | Natural Gas Fired Combustion Turbine | GT | 16.8 | N | IPP Non-CHP | NG | natural gas peaker | TRUE
2500 | Natural Gas Fired Combustion Turbine | GT | 31.9 | N | IPP Non-CHP | NG | natural gas peaker | TRUE
2500 | Natural Gas Fired Combustion Turbine | GT | 31.1 | N | IPP Non-CHP | NG | natural gas peaker | TRUE
2500 | Natural Gas Fired Combustion Turbine | GT | 28.6 | N | IPP Non-CHP | NG | natural gas peaker | TRUE
2500 | Natural Gas Fired Combustion Turbine | GT | 31.7 | N | IPP Non-CHP | NG | natural gas peaker | TRUE
2500 | Natural Gas Fired Combustion Turbine | GT | 31.3 | N | IPP Non-CHP | NG | natural gas peaker | TRUE
2500 | Natural Gas Fired Combustion Turbine | GT | 26.8 | N | IPP Non-CHP | NG | natural gas peaker | TRUE
2500 | Natural Gas Fired Combustion Turbine | GT |  | N | IPP Non-CHP | NG | natural gas peaker | TRUE
2500 | Natural Gas Fired Combustion Turbine | GT | 30.3 | N | IPP Non-CHP | NG | natural gas peaker | TRUE
2500 | Natural Gas Fired Combustion Turbine | GT | 12.9 | N | IPP Non-CHP | NG | natural gas peaker | TRUE
2500 | Natural Gas Fired Combustion Turbine | GT | 15.5 | N | IPP Non-CHP | NG | natural gas peaker | TRUE
2500 | Natural Gas Fired Combustion Turbine | GT | 12.6 | N | IPP Non-CHP | NG | natural gas peaker | TRUE
2500 | Natural Gas Fired Combustion Turbine | GT |  | N | IPP Non-CHP | NG | natural gas peaker | TRUE
2500 | Natural Gas Fired Combustion Turbine | GT | 16.8 | N | IPP Non-CHP | NG | natural gas peaker | TRUE
2503 | Natural Gas Fired Combustion Turbine | GT | 14.9 | N | Electric Utility | NG | natural gas peaker | TRUE
2504 | Petroleum Liquids | GT | 17.9 | N | Electric Utility | KER | other | TRUE
2504 | Petroleum Liquids | GT | 19.8 | N | Electric Utility | KER | other | TRUE
2511 | Natural Gas Fired Combustion Turbine | GT | 39.6 | N | Electric Utility | NG | natural gas peaker | TRUE
2511 | Natural Gas Fired Combustion Turbine | GT | 40.1 | N | Electric Utility | NG | natural gas peaker | TRUE
2511 | Natural Gas Fired Combustion Turbine | GT | 40.9 | N | Electric Utility | NG | natural gas peaker | TRUE
2511 | Natural Gas Fired Combustion Turbine | GT | 17.2 | N | Electric Utility | NG | natural gas peaker | TRUE
2511 | Natural Gas Fired Combustion Turbine | GT | 17.1 | N | Electric Utility | NG | natural gas peaker | TRUE
2511 | Natural Gas Fired Combustion Turbine | GT | 17.3 | N | Electric Utility | NG | natural gas peaker | TRUE
2511 | Natural Gas Fired Combustion Turbine | GT | 17.8 | N | Electric Utility | NG | natural gas peaker | TRUE
2511 | Natural Gas Fired Combustion Turbine | GT | 16.9 | N | Electric Utility | NG | natural gas peaker | TRUE
2511 | Natural Gas Fired Combustion Turbine | GT | 40.7 | N | Electric Utility | NG | natural gas peaker | TRUE
2511 | Natural Gas Fired Combustion Turbine | GT | 17.4 | N | Electric Utility | NG | natural gas peaker | TRUE
2511 | Natural Gas Fired Combustion Turbine | GT | 17.5 | N | Electric Utility | NG | natural gas peaker | TRUE
2511 | Natural Gas Steam Turbine | ST | 193 | N | Electric Utility | NG | natural gas peaker | TRUE
2511 | Natural Gas Steam Turbine | ST | 192.7 | N | Electric Utility | NG | natural gas peaker | TRUE
2512 | Petroleum Liquids | GT | 19.2 | N | Electric Utility | DFO | petroleum | TRUE
2512 | Petroleum Liquids | IC | 2 | N | Electric Utility | DFO | petroleum | TRUE
2512 | Petroleum Liquids | IC | 2 | N | Electric Utility | DFO | petroleum | TRUE
2512 | Petroleum Liquids | IC | 2 | N | Electric Utility | DFO | petroleum | TRUE
2514 | Petroleum Liquids | GT | 49 | N | Electric Utility | DFO | petroleum | TRUE
2514 | Petroleum Liquids | GT | 55.1 | N | Electric Utility | DFO | petroleum | TRUE
2516 | Natural Gas Steam Turbine | ST | 399 | N | Electric Utility | NG | natural gas peaker | TRUE
2516 | Natural Gas Steam Turbine | ST | 390.5 | N | Electric Utility | NG | natural gas peaker | TRUE
2516 | Natural Gas Steam Turbine | ST | 391.7 | N | Electric Utility | NG | natural gas peaker | TRUE
2516 | Petroleum Liquids | GT | 11.8 | N | Electric Utility | DFO | petroleum | TRUE
2516 | Natural Gas Steam Turbine | ST | 399.5 | N | Electric Utility | NG | natural gas peaker | TRUE
2517 | Natural Gas Steam Turbine | ST | 190.3 | N | Electric Utility | NG | natural gas peaker | TRUE
2517 | Natural Gas Steam Turbine | ST | 189.5 | N | Electric Utility | NG | natural gas peaker | TRUE
2517 | Petroleum Liquids | GT | 12.1 | N | Electric Utility | DFO | petroleum | TRUE
2517 | Natural Gas Fired Combustion Turbine | GT | 40.5 | N | Electric Utility | NG | natural gas peaker | TRUE
2517 | Natural Gas Fired Combustion Turbine | GT | 41.1 | N | Electric Utility | NG | natural gas peaker | TRUE
2518 | Petroleum Liquids | GT | 49.8 | N | Electric Utility | DFO | petroleum | TRUE
2518 | Petroleum Liquids | GT | 15.9 | N | Electric Utility | DFO | petroleum | TRUE
2519 | Petroleum Liquids | GT | 8.5 | N | Electric Utility | DFO | petroleum | TRUE
2520 | Petroleum Liquids | GT | 10 | N | Electric Utility | DFO | petroleum | TRUE
2521 | Petroleum Liquids | GT | 49.7 | N | Electric Utility | DFO | petroleum | TRUE
2522 | Conventional Hydroelectric | HY | 1.2 | N | Electric Utility | WAT | hydro | TRUE
2522 | Conventional Hydroelectric | HY | 1.2 | N | Electric Utility | WAT | hydro | TRUE
2522 | Conventional Hydroelectric | HY | 3.1 | N | Electric Utility | WAT | hydro | TRUE
2527 | Conventional Steam Coal | ST | 107.5 | N | IPP Non-CHP | BIT | hard coal | TRUE
2528 | Petroleum Liquids | IC | 1.7 | N | Electric Utility | DFO | petroleum | TRUE
2530 | Conventional Hydroelectric | HY | 4 | N | Electric Utility | WAT | hydro | TRUE
2530 | Conventional Hydroelectric | HY | 4 | N | Electric Utility | WAT | hydro | TRUE
2530 | Conventional Hydroelectric | HY | 7 | N | Electric Utility | WAT | hydro | TRUE
2532 | Conventional Hydroelectric | HY | 3.8 | N | Electric Utility | WAT | hydro | TRUE
2532 | Conventional Hydroelectric | HY | 3.8 | N | Electric Utility | WAT | hydro | TRUE
2532 | Conventional Hydroelectric | HY | 6 | N | Electric Utility | WAT | hydro | TRUE
2535 | Conventional Steam Coal | ST | 153.7 | N | IPP Non-CHP | BIT | hard coal | TRUE
2535 | Conventional Steam Coal | ST | 151 | N | IPP Non-CHP | BIT | hard coal | TRUE
2539 | Natural Gas Fired Combined Cycle | CT | 166.6 | N | IPP Non-CHP | NG | natural gas nonpeaker | TRUE
2539 | Natural Gas Fired Combined Cycle | CT | 166.6 | N | IPP Non-CHP | NG | natural gas nonpeaker | TRUE
2539 | Natural Gas Fired Combined Cycle | CT | 166.6 | N | IPP Non-CHP | NG | natural gas nonpeaker | TRUE
2539 | Natural Gas Fired Combined Cycle | CA | 257 | N | IPP Non-CHP | NG | natural gas nonpeaker | TRUE
2540 | Conventional Hydroelectric | HY | 3.5 | N | IPP Non-CHP | WAT | hydro | TRUE
2543 | Conventional Hydroelectric | HY | 8.5 | N | IPP Non-CHP | WAT | hydro | TRUE
2543 | Conventional Hydroelectric | HY | 8.1 | N | IPP Non-CHP | WAT | hydro | TRUE
2544 | Conventional Hydroelectric | HY | 0.4 | N | IPP Non-CHP | WAT | hydro | TRUE
2544 | Conventional Hydroelectric | HY | 0.5 | N | IPP Non-CHP | WAT | hydro | TRUE
2544 | Conventional Hydroelectric | HY | 0.9 | N | IPP Non-CHP | WAT | hydro | TRUE
2545 | Conventional Hydroelectric | HY | 8.4 | N | IPP Non-CHP | WAT | hydro | TRUE
2545 | Conventional Hydroelectric | HY | 8.4 | N | IPP Non-CHP | WAT | hydro | TRUE
2545 | Conventional Hydroelectric | HY | 6.3 | N | IPP Non-CHP | WAT | hydro | TRUE
2545 | Conventional Hydroelectric | HY | 7.2 | N | IPP Non-CHP | WAT | hydro | TRUE
2546 | Conventional Hydroelectric | HY | 1.5 | N | IPP Non-CHP | WAT | hydro | TRUE
2546 | Conventional Hydroelectric | HY | 1.5 | N | IPP Non-CHP | WAT | hydro | TRUE
2546 | Conventional Hydroelectric | HY | 1.5 | N | IPP Non-CHP | WAT | hydro | TRUE
2547 | Conventional Hydroelectric | HY | 14.2 | N | IPP Non-CHP | WAT | hydro | TRUE
2548 | Conventional Hydroelectric | HY | 7.9 | N | IPP Non-CHP | WAT | hydro | TRUE
2548 | Conventional Hydroelectric | HY | 7.9 | N | IPP Non-CHP | WAT | hydro | TRUE
2549 | Conventional Steam Coal | ST | 190 | N | IPP Non-CHP | SUB | hard coal | TRUE
2549 | Conventional Steam Coal | ST | 190 | N | IPP Non-CHP | SUB | hard coal | TRUE
2550 | Conventional Hydroelectric | HY | 0.5 | N | IPP Non-CHP | WAT | hydro | TRUE
2550 | Conventional Hydroelectric | HY | 0.5 | N | IPP Non-CHP | WAT | hydro | TRUE
2550 | Conventional Hydroelectric | HY | 0.6 | N | IPP Non-CHP | WAT | hydro | TRUE
2551 | Conventional Hydroelectric | HY | 9.9 | N | IPP Non-CHP | WAT | hydro | TRUE
2551 | Conventional Hydroelectric | HY | 10.3 | N | IPP Non-CHP | WAT | hydro | TRUE
2551 | Conventional Hydroelectric | HY | 9.5 | N | IPP Non-CHP | WAT | hydro | TRUE
2552 | Conventional Hydroelectric | HY | 3.6 | N | IPP Non-CHP | WAT | hydro | TRUE
2552 | Conventional Hydroelectric | HY | 3.6 | N | IPP Non-CHP | WAT | hydro | TRUE
2552 | Conventional Hydroelectric | HY | 3.6 | N | IPP Non-CHP | WAT | hydro | TRUE
2554 | Conventional Steam Coal | ST | 75 | N | IPP Non-CHP | SUB | hard coal | TRUE
2554 | Conventional Steam Coal | ST | 75 | N | IPP Non-CHP | SUB | hard coal | TRUE
2554 | Conventional Steam Coal | ST | 185 | N | IPP Non-CHP | SUB | hard coal | TRUE
2554 | Conventional Steam Coal | ST | 185 | N | IPP Non-CHP | SUB | hard coal | TRUE
2555 | Conventional Hydroelectric | HY | 1.4 | N | IPP Non-CHP | WAT | hydro | TRUE
2555 | Conventional Hydroelectric | HY | 1.2 | N | IPP Non-CHP | WAT | hydro | TRUE
2555 | Conventional Hydroelectric | HY | 1.2 | N | IPP Non-CHP | WAT | hydro | TRUE
2555 | Conventional Hydroelectric | HY | 2 | N | IPP Non-CHP | WAT | hydro | TRUE
2556 | Conventional Hydroelectric | HY | 0.4 | N | IPP Non-CHP | WAT | hydro | TRUE
2556 | Conventional Hydroelectric | HY | 0.8 | N | IPP Non-CHP | WAT | hydro | TRUE
2556 | Conventional Hydroelectric | HY | 0.8 | N | IPP Non-CHP | WAT | hydro | TRUE
2557 | Conventional Hydroelectric | HY | 0.4 | N | IPP Non-CHP | WAT | hydro | TRUE
2557 | Conventional Hydroelectric | HY | 0.4 | N | IPP Non-CHP | WAT | hydro | TRUE
2557 | Conventional Hydroelectric | HY | 0.4 | N | IPP Non-CHP | WAT | hydro | TRUE
2557 | Conventional Hydroelectric | HY | 1.7 | N | IPP Non-CHP | WAT | hydro | TRUE
2559 | Conventional Hydroelectric | HY | 1 | N | IPP Non-CHP | WAT | hydro | TRUE
2559 | Conventional Hydroelectric | HY | 1 | N | IPP Non-CHP | WAT | hydro | TRUE
2560 | Conventional Hydroelectric | HY | 0.9 | N | IPP Non-CHP | WAT | hydro | TRUE
2560 | Conventional Hydroelectric | HY | 0.9 | N | IPP Non-CHP | WAT | hydro | TRUE
2560 | Conventional Hydroelectric | HY | 0.9 | N | IPP Non-CHP | WAT | hydro | TRUE
2560 | Conventional Hydroelectric | HY | 1 | N | IPP Non-CHP | WAT | hydro | TRUE
2561 | Conventional Hydroelectric | HY | 4.1 | N | IPP Non-CHP | WAT | hydro | TRUE
2562 | Conventional Hydroelectric | HY | 22.4 | N | IPP Non-CHP | WAT | hydro | TRUE
2563 | Conventional Hydroelectric | HY | 2.4 | N | IPP Non-CHP | WAT | hydro | TRUE
2563 | Conventional Hydroelectric | HY | 2.8 | N | IPP Non-CHP | WAT | hydro | TRUE
2564 | Conventional Hydroelectric | HY | 0.9 | N | IPP Non-CHP | WAT | hydro | TRUE
2564 | Conventional Hydroelectric | HY | 1.1 | N | IPP Non-CHP | WAT | hydro | TRUE
2566 | Conventional Hydroelectric | HY | 0.1 | N | IPP Non-CHP | WAT | hydro | TRUE
2566 | Conventional Hydroelectric | HY | 0.1 | N | IPP Non-CHP | WAT | hydro | TRUE
2568 | Conventional Hydroelectric | HY | 0.5 | N | IPP Non-CHP | WAT | hydro | TRUE
2568 | Conventional Hydroelectric | HY | 0.5 | N | IPP Non-CHP | WAT | hydro | TRUE
2568 | Conventional Hydroelectric | HY | 0.5 | N | IPP Non-CHP | WAT | hydro | TRUE
2569 | Conventional Hydroelectric | HY | 5.1 | N | IPP Non-CHP | WAT | hydro | TRUE
2569 | Conventional Hydroelectric | HY | 5.1 | N | IPP Non-CHP | WAT | hydro | TRUE
2571 | Conventional Hydroelectric | HY | 3.6 | N | IPP Non-CHP | WAT | hydro | TRUE
2571 | Conventional Hydroelectric | HY | 3.9 | N | IPP Non-CHP | WAT | hydro | TRUE
2572 | Conventional Hydroelectric | HY | 1.5 | N | IPP Non-CHP | WAT | hydro | TRUE
2572 | Conventional Hydroelectric | HY | 1.5 | N | IPP Non-CHP | WAT | hydro | TRUE
2572 | Conventional Hydroelectric | HY | 1.5 | N | IPP Non-CHP | WAT | hydro | TRUE
2573 | Conventional Hydroelectric | HY | 0.4 | N | IPP Non-CHP | WAT | hydro | TRUE
2573 | Conventional Hydroelectric | HY | 0.4 | N | IPP Non-CHP | WAT | hydro | TRUE
2574 | Conventional Hydroelectric | HY | 2.2 | N | Electric Utility | WAT | hydro | TRUE
2574 | Conventional Hydroelectric | HY | 2.2 | N | Electric Utility | WAT | hydro | TRUE
2574 | Conventional Hydroelectric | HY | 2.2 | N | Electric Utility | WAT | hydro | TRUE
2574 | Conventional Hydroelectric | HY | 2.2 | N | Electric Utility | WAT | hydro | TRUE
2575 | Conventional Hydroelectric | HY | 1.8 | N | IPP Non-CHP | WAT | hydro | TRUE
2575 | Conventional Hydroelectric | HY | 1.8 | N | IPP Non-CHP | WAT | hydro | TRUE
2575 | Conventional Hydroelectric | HY | 1.8 | N | IPP Non-CHP | WAT | hydro | TRUE
2576 | Conventional Hydroelectric | HY | 1.5 | N | IPP Non-CHP | WAT | hydro | TRUE
2576 | Conventional Hydroelectric | HY | 1.6 | N | IPP Non-CHP | WAT | hydro | TRUE
2576 | Conventional Hydroelectric | HY | 1.6 | N | IPP Non-CHP | WAT | hydro | TRUE
2576 | Conventional Hydroelectric | HY | 1.6 | N | IPP Non-CHP | WAT | hydro | TRUE
2578 | Conventional Hydroelectric | HY | 2.8 | N | IPP Non-CHP | WAT | hydro | TRUE
2579 | Conventional Hydroelectric | HY | 2.8 | N | IPP Non-CHP | WAT | hydro | TRUE
2579 | Conventional Hydroelectric | HY | 3.4 | N | IPP Non-CHP | WAT | hydro | TRUE
2580 | Conventional Hydroelectric | HY | 1.1 | N | IPP Non-CHP | WAT | hydro | TRUE
2580 | Conventional Hydroelectric | HY | 1.4 | N | IPP Non-CHP | WAT | hydro | TRUE
2581 | Conventional Hydroelectric | HY | 1.3 | N | IPP Non-CHP | WAT | hydro | TRUE
2581 | Conventional Hydroelectric | HY | 1.3 | N | IPP Non-CHP | WAT | hydro | TRUE
2581 | Conventional Hydroelectric | HY | 1.3 | N | IPP Non-CHP | WAT | hydro | TRUE
2582 | Conventional Hydroelectric | HY | 4 | N | IPP Non-CHP | WAT | hydro | TRUE
2582 | Conventional Hydroelectric | HY | 3.6 | N | IPP Non-CHP | WAT | hydro | TRUE
2583 | Conventional Hydroelectric | HY | 0.8 | N | IPP Non-CHP | WAT | hydro | TRUE
2586 | Conventional Hydroelectric | HY | 1.4 | N | IPP Non-CHP | WAT | hydro | TRUE
2586 | Conventional Hydroelectric | HY | 1.4 | N | IPP Non-CHP | WAT | hydro | TRUE
2586 | Conventional Hydroelectric | HY | 1.4 | N | IPP Non-CHP | WAT | hydro | TRUE
2586 | Conventional Hydroelectric | HY | 1.4 | N | IPP Non-CHP | WAT | hydro | TRUE
2586 | Conventional Hydroelectric | HY | 1.4 | N | IPP Non-CHP | WAT | hydro | TRUE
2588 | Conventional Hydroelectric | HY | 4 | N | IPP Non-CHP | WAT | hydro | TRUE
2588 | Conventional Hydroelectric | HY | 4 | N | IPP Non-CHP | WAT | hydro | TRUE
2589 | Nuclear | ST | 637 | N | IPP Non-CHP | NUC | nuclear | TRUE
2589 | Nuclear | ST | 1287 | N | IPP Non-CHP | NUC | nuclear | TRUE
2590 | Conventional Hydroelectric | HY | 5.1 | N | IPP Non-CHP | WAT | hydro | TRUE
2591 | Conventional Hydroelectric | HY | 2.2 | N | IPP Non-CHP | WAT | hydro | TRUE
2594 | Petroleum Liquids | ST | 819.3 | N | IPP Non-CHP | RFO | petroleum | TRUE
2594 | Petroleum Liquids | ST | 823.5 | N | IPP Non-CHP | RFO | petroleum | TRUE
2595 | Conventional Hydroelectric | HY | 1.4 | N | IPP Non-CHP | WAT | hydro | TRUE
2595 | Conventional Hydroelectric | HY | 1.4 | N | IPP Non-CHP | WAT | hydro | TRUE
2595 | Conventional Hydroelectric | HY | 1.4 | N | IPP Non-CHP | WAT | hydro | TRUE
2596 | Conventional Hydroelectric | HY | 0.9 | N | IPP Non-CHP | WAT | hydro | TRUE
2596 | Conventional Hydroelectric | HY | 0.9 | N | IPP Non-CHP | WAT | hydro | TRUE
2596 | Conventional Hydroelectric | HY | 0.4 | N | IPP Non-CHP | WAT | hydro | TRUE
2596 | Conventional Hydroelectric | HY | 0.4 | N | IPP Non-CHP | WAT | hydro | TRUE
2597 | Conventional Hydroelectric | HY | 2.3 | N | IPP Non-CHP | WAT | hydro | TRUE
2598 | Conventional Hydroelectric | HY | 1.6 | N | IPP Non-CHP | WAT | hydro | TRUE
2598 | Conventional Hydroelectric | HY | 0.6 | N | IPP Non-CHP | WAT | hydro | TRUE
2598 | Conventional Hydroelectric | HY | 0.6 | N | IPP Non-CHP | WAT | hydro | TRUE
2599 | Conventional Hydroelectric | HY | 18.3 | N | IPP Non-CHP | WAT | hydro | TRUE
2600 | Conventional Hydroelectric | HY | 24 | N | IPP Non-CHP | WAT | hydro | TRUE
2601 | Conventional Hydroelectric | HY | 2.3 | N | IPP Non-CHP | WAT | hydro | TRUE
2604 | Conventional Hydroelectric | HY | 1.2 | N | IPP Non-CHP | WAT | hydro | TRUE
2604 | Conventional Hydroelectric | HY | 1.2 | N | IPP Non-CHP | WAT | hydro | TRUE
2604 | Conventional Hydroelectric | HY | 0.8 | N | IPP Non-CHP | WAT | hydro | TRUE
2604 | Conventional Hydroelectric | HY | 0.2 | N | IPP Non-CHP | WAT | hydro | TRUE
2605 | Conventional Hydroelectric | HY | 7.5 | N | IPP Non-CHP | WAT | hydro | TRUE
2605 | Conventional Hydroelectric | HY | 5.9 | N | IPP Non-CHP | WAT | hydro | TRUE
2605 | Conventional Hydroelectric | HY | 6.1 | N | IPP Non-CHP | WAT | hydro | TRUE
2605 | Conventional Hydroelectric | HY | 6.6 | N | IPP Non-CHP | WAT | hydro | TRUE
2605 | Conventional Hydroelectric | HY | 10.8 | N | IPP Non-CHP | WAT | hydro | TRUE
2606 | Conventional Hydroelectric | HY | 4 | N | IPP Non-CHP | WAT | hydro | TRUE
2606 | Conventional Hydroelectric | HY | 4.1 | N | IPP Non-CHP | WAT | hydro | TRUE
2606 | Conventional Hydroelectric | HY | 3.8 | N | IPP Non-CHP | WAT | hydro | TRUE
2606 | Conventional Hydroelectric | HY | 4 | N | IPP Non-CHP | WAT | hydro | TRUE
2607 | Conventional Hydroelectric | HY | 1.5 | N | IPP Non-CHP | WAT | hydro | TRUE
2608 | Conventional Hydroelectric | HY | 1.1 | N | IPP Non-CHP | WAT | hydro | TRUE
2608 | Conventional Hydroelectric | HY | 1.1 | N | IPP Non-CHP | WAT | hydro | TRUE
2609 | Conventional Hydroelectric | HY | 6.7 | N | IPP Non-CHP | WAT | hydro | TRUE
2609 | Conventional Hydroelectric | HY | 7 | N | IPP Non-CHP | WAT | hydro | TRUE
2609 | Conventional Hydroelectric | HY | 7 | N | IPP Non-CHP | WAT | hydro | TRUE
2609 | Conventional Hydroelectric | HY | 7.2 | N | IPP Non-CHP | WAT | hydro | TRUE
2609 | Conventional Hydroelectric | HY | 7.7 | N | IPP Non-CHP | WAT | hydro | TRUE
2609 | Conventional Hydroelectric | HY | 1.3 | N | IPP Non-CHP | WAT | hydro | TRUE
2610 | Conventional Hydroelectric | HY | 7.2 | N | IPP Non-CHP | WAT | hydro | TRUE
2610 | Conventional Hydroelectric | HY | 7.2 | N | IPP Non-CHP | WAT | hydro | TRUE
2611 | Conventional Hydroelectric | HY | 19.8 | N | IPP Non-CHP | WAT | hydro | TRUE
2612 | Conventional Hydroelectric | HY | 8.5 | N | IPP Non-CHP | WAT | hydro | TRUE
2612 | Conventional Hydroelectric | HY | 46 | N | IPP Non-CHP | WAT | hydro | TRUE
2613 | Conventional Hydroelectric | HY | 23.3 | N | IPP Non-CHP | WAT | hydro | TRUE
2614 | Conventional Hydroelectric | HY | 37.5 | N | IPP Non-CHP | WAT | hydro | TRUE
2614 | Conventional Hydroelectric | HY | 2.5 | N | IPP Non-CHP | WAT | hydro | TRUE
2616 | Conventional Hydroelectric | HY | 2.1 | N | IPP Non-CHP | WAT | hydro | TRUE
2616 | Conventional Hydroelectric | HY | 2 | N | IPP Non-CHP | WAT | hydro | TRUE
2617 | Conventional Hydroelectric | HY | 1.1 | N | IPP Non-CHP | WAT | hydro | TRUE
2617 | Conventional Hydroelectric | HY | 0.9 | N | IPP Non-CHP | WAT | hydro | TRUE
2617 | Conventional Hydroelectric | HY | 1.1 | N | IPP Non-CHP | WAT | hydro | TRUE
2617 | Conventional Hydroelectric | HY | 1.3 | N | IPP Non-CHP | WAT | hydro | TRUE
2619 | Conventional Hydroelectric | HY | 8.1 | N | IPP Non-CHP | WAT | hydro | TRUE
2619 | Conventional Hydroelectric | HY | 8.1 | N | IPP Non-CHP | WAT | hydro | TRUE
2619 | Conventional Hydroelectric | HY | 9.7 | N | IPP Non-CHP | WAT | hydro | TRUE
2621 | Conventional Hydroelectric | HY | 1.4 | N | IPP Non-CHP | WAT | hydro | TRUE
2621 | Conventional Hydroelectric | HY | 1.4 | N | IPP Non-CHP | WAT | hydro | TRUE
2621 | Conventional Hydroelectric | HY | 1.4 | N | IPP Non-CHP | WAT | hydro | TRUE
2621 | Conventional Hydroelectric | HY | 1.4 | N | IPP Non-CHP | WAT | hydro | TRUE
2623 | Conventional Hydroelectric | HY | 1.8 | N | IPP Non-CHP | WAT | hydro | TRUE
2623 | Conventional Hydroelectric | HY | 2 | N | IPP Non-CHP | WAT | hydro | TRUE
2624 | Conventional Hydroelectric | HY | 0.4 | N | IPP Non-CHP | WAT | hydro | TRUE
2624 | Conventional Hydroelectric | HY | 0.2 | N | IPP Non-CHP | WAT | hydro | TRUE
2625 | Natural Gas Steam Turbine | ST | 575 | N | IPP Non-CHP | NG | natural gas peaker | TRUE
2625 | Natural Gas Steam Turbine | ST | 562 | N | IPP Non-CHP | NG | natural gas peaker | TRUE
2627 | Conventional Hydroelectric | HY | 15.5 | N | Electric Utility | WAT | hydro | TRUE
2628 | Natural Gas Fired Combustion Turbine | GT | 33.1 | N | IPP Non-CHP | NG | natural gas peaker | TRUE
2630 | Conventional Hydroelectric | HY | 4.3 | N | IPP Non-CHP | WAT | hydro | TRUE
2631 | Conventional Hydroelectric | HY | 10.1 | N | IPP Non-CHP | WAT | hydro | TRUE
2631 | Conventional Hydroelectric | HY | 0.8 | N | IPP Non-CHP | WAT | hydro | TRUE
2632 | Natural Gas Fired Combustion Turbine | GT | 33 | N | IPP Non-CHP | NG | natural gas peaker | TRUE
2634 | Conventional Hydroelectric | HY | 7.4 | N | IPP Non-CHP | WAT | hydro | TRUE
2638 | Conventional Hydroelectric | HY | 3 | N | Electric Utility | WAT | hydro | TRUE
2639 | Conventional Hydroelectric | HY | 8.5 | N | Electric Utility | WAT | hydro | TRUE
2641 | Conventional Hydroelectric | HY | 12.9 | N | Electric Utility | WAT | hydro | TRUE
2641 | Conventional Hydroelectric | HY | 12.9 | N | Electric Utility | WAT | hydro | TRUE
2641 | Conventional Hydroelectric | HY | 18 | N | Electric Utility | WAT | hydro | TRUE
2646 | Conventional Hydroelectric | HY | 0.6 | N | Electric Utility | WAT | hydro | TRUE
2646 | Conventional Hydroelectric | HY | 0.4 | N | Electric Utility | WAT | hydro | TRUE
2678 | Petroleum Liquids | IC | 2.2 | N | Electric Utility | DFO | petroleum | TRUE
2678 | Petroleum Liquids | IC | 2 | N | Electric Utility | DFO | petroleum | TRUE
2678 | Petroleum Liquids | IC | 4.5 | N | Electric Utility | DFO | petroleum | TRUE
2679 | Petroleum Liquids | GT | 16.8 | N | Electric Utility | DFO | petroleum | TRUE
2679 | Natural Gas Fired Combustion Turbine | GT | 49 | N | Electric Utility | NG | natural gas peaker | TRUE
2681 | Petroleum Liquids | IC | 1.5 | N | Electric Utility | DFO | petroleum | TRUE
2681 | Petroleum Liquids | IC | 1 | N | Electric Utility | DFO | petroleum | TRUE
2681 | Petroleum Liquids | IC | 1.5 | N | Electric Utility | DFO | petroleum | TRUE
2681 | Petroleum Liquids | IC | 3 | N | Electric Utility | DFO | petroleum | TRUE
2681 | Petroleum Liquids | IC | 1.6 | N | Electric Utility | DFO | petroleum | TRUE
2682 | Natural Gas Steam Turbine | ST | 22.5 | N | Electric Utility | NG | natural gas peaker | TRUE
2682 | Natural Gas Steam Turbine | ST | 22.5 | N | Electric Utility | NG | natural gas peaker | TRUE
2682 | Natural Gas Fired Combustion Turbine | GT | 42 | N | Electric Utility | NG | natural gas peaker | TRUE
2685 | Conventional Hydroelectric | HY | 2.8 | N | Electric Utility | WAT | hydro | TRUE
2685 | Conventional Hydroelectric | HY | 2.8 | N | Electric Utility | WAT | hydro | TRUE
2685 | Conventional Hydroelectric | HY | 3 | N | Electric Utility | WAT | hydro | TRUE
2685 | Conventional Hydroelectric | HY | 3 | N | Electric Utility | WAT | hydro | TRUE
2686 | Conventional Hydroelectric | HY | 2.8 | N | Electric Utility | WAT | hydro | TRUE
2686 | Conventional Hydroelectric | HY | 2.8 | N | Electric Utility | WAT | hydro | TRUE
2686 | Conventional Hydroelectric | HY | 3 | N | Electric Utility | WAT | hydro | TRUE
2686 | Conventional Hydroelectric | HY | 3 | N | Electric Utility | WAT | hydro | TRUE
2691 | Hydroelectric Pumped Storage | PS | 292.2 | N | Electric Utility | WAT | hydro | TRUE
2691 | Hydroelectric Pumped Storage | PS | 291.4 | N | Electric Utility | WAT | hydro | TRUE
2691 | Hydroelectric Pumped Storage | PS | 291 | N | Electric Utility | WAT | hydro | TRUE
2691 | Hydroelectric Pumped Storage | PS | 291.5 | N | Electric Utility | WAT | hydro | TRUE
2692 | Hydroelectric Pumped Storage | PS | 20 | N | Electric Utility | WAT | hydro | TRUE
2692 | Hydroelectric Pumped Storage | PS | 20 | N | Electric Utility | WAT | hydro | TRUE
2692 | Hydroelectric Pumped Storage | PS | 20 | N | Electric Utility | WAT | hydro | TRUE
2692 | Hydroelectric Pumped Storage | PS | 20 | N | Electric Utility | WAT | hydro | TRUE
2692 | Hydroelectric Pumped Storage | PS | 20 | N | Electric Utility | WAT | hydro | TRUE
2692 | Hydroelectric Pumped Storage | PS | 20 | N | Electric Utility | WAT | hydro | TRUE
2692 | Hydroelectric Pumped Storage | PS | 20 | N | Electric Utility | WAT | hydro | TRUE
2692 | Hydroelectric Pumped Storage | PS | 20 | N | Electric Utility | WAT | hydro | TRUE
2692 | Hydroelectric Pumped Storage | PS | 20 | N | Electric Utility | WAT | hydro | TRUE
2692 | Hydroelectric Pumped Storage | PS | 20 | N | Electric Utility | WAT | hydro | TRUE
2692 | Hydroelectric Pumped Storage | PS | 20 | N | Electric Utility | WAT | hydro | TRUE
2692 | Hydroelectric Pumped Storage | PS | 20 | N | Electric Utility | WAT | hydro | TRUE
2693 | Conventional Hydroelectric | HY | 187.6 | N | Electric Utility | WAT | hydro | TRUE
2693 | Conventional Hydroelectric | HY | 187.6 | N | Electric Utility | WAT | hydro | TRUE
2693 | Conventional Hydroelectric | HY | 187.6 | N | Electric Utility | WAT | hydro | TRUE
2693 | Conventional Hydroelectric | HY | 187.6 | N | Electric Utility | WAT | hydro | TRUE
2693 | Conventional Hydroelectric | HY | 187.6 | N | Electric Utility | WAT | hydro | TRUE
2693 | Conventional Hydroelectric | HY | 187.6 | N | Electric Utility | WAT | hydro | TRUE
2693 | Conventional Hydroelectric | HY | 187.6 | N | Electric Utility | WAT | hydro | TRUE
2693 | Conventional Hydroelectric | HY | 187.6 | N | Electric Utility | WAT | hydro | TRUE
2693 | Conventional Hydroelectric | HY | 187.6 | N | Electric Utility | WAT | hydro | TRUE
2693 | Conventional Hydroelectric | HY | 187.6 | N | Electric Utility | WAT | hydro | TRUE
2693 | Conventional Hydroelectric | HY | 187.6 | N | Electric Utility | WAT | hydro | TRUE
2693 | Conventional Hydroelectric | HY | 187.6 | N | Electric Utility | WAT | hydro | TRUE
2693 | Conventional Hydroelectric | HY | 187.6 | N | Electric Utility | WAT | hydro | TRUE
2694 | Conventional Hydroelectric | HY | 64.1 | N | Electric Utility | WAT | hydro | TRUE
2694 | Conventional Hydroelectric | HY | 64.1 | N | Electric Utility | WAT | hydro | TRUE
2694 | Conventional Hydroelectric | HY | 64.1 | N | Electric Utility | WAT | hydro | TRUE
2694 | Conventional Hydroelectric | HY | 64.1 | N | Electric Utility | WAT | hydro | TRUE
2694 | Conventional Hydroelectric | HY | 64.1 | N | Electric Utility | WAT | hydro | TRUE
2694 | Conventional Hydroelectric | HY | 64.1 | N | Electric Utility | WAT | hydro | TRUE
2694 | Conventional Hydroelectric | HY | 64.1 | N | Electric Utility | WAT | hydro | TRUE
2694 | Conventional Hydroelectric | HY | 64.1 | N | Electric Utility | WAT | hydro | TRUE
2694 | Conventional Hydroelectric | HY | 64.1 | N | Electric Utility | WAT | hydro | TRUE
2694 | Conventional Hydroelectric | HY | 64.1 | N | Electric Utility | WAT | hydro | TRUE
2694 | Conventional Hydroelectric | HY | 64.1 | N | Electric Utility | WAT | hydro | TRUE
2694 | Conventional Hydroelectric | HY | 64.1 | N | Electric Utility | WAT | hydro | TRUE
2694 | Conventional Hydroelectric | HY | 64.1 | N | Electric Utility | WAT | hydro | TRUE
2694 | Conventional Hydroelectric | HY | 64.1 | N | Electric Utility | WAT | hydro | TRUE
2694 | Conventional Hydroelectric | HY | 64.1 | N | Electric Utility | WAT | hydro | TRUE
2694 | Conventional Hydroelectric | HY | 64.1 | N | Electric Utility | WAT | hydro | TRUE
2695 | Natural Gas Internal Combustion Engine | IC | 3.2 | N | Electric Utility | NG | natural gas peaker | TRUE
2695 | Natural Gas Internal Combustion Engine | IC | 5.2 | N | Electric Utility | NG | natural gas peaker | TRUE
2695 | Natural Gas Internal Combustion Engine | IC | 5.5 | N | Electric Utility | NG | natural gas peaker | TRUE
2695 | Natural Gas Internal Combustion Engine | IC | 5.5 | N | Electric Utility | NG | natural gas peaker | TRUE
2695 | Natural Gas Internal Combustion Engine | IC | 6.2 | N | Electric Utility | NG | natural gas peaker | TRUE
2695 | Petroleum Liquids | IC | 2 | N | Electric Utility | DFO | petroleum | TRUE
2695 | Petroleum Liquids | IC | 2.7 | N | Electric Utility | DFO | petroleum | TRUE
2695 | Natural Gas Internal Combustion Engine | IC | 3.2 | N | Electric Utility | NG | natural gas peaker | TRUE
2700 | Conventional Hydroelectric | HY | 2.1 | N | Electric Utility | WAT | hydro | TRUE
2700 | Conventional Hydroelectric | HY | 2.1 | N | Electric Utility | WAT | hydro | TRUE
2700 | Conventional Hydroelectric | HY | 2.1 | N | Electric Utility | WAT | hydro | TRUE
2706 | Conventional Steam Coal | ST | 189 | N | Electric Utility | BIT | hard coal | TRUE
2706 | Conventional Steam Coal | ST | 189 | N | Electric Utility | BIT | hard coal | TRUE
2706 | Natural Gas Fired Combustion Turbine | GT | 164 | N | Electric Utility | NG | natural gas peaker | TRUE
2706 | Natural Gas Fired Combustion Turbine | GT | 160 | N | Electric Utility | NG | natural gas peaker | TRUE
2707 | Conventional Hydroelectric | HY | 4 | N | Electric Utility | WAT | hydro | TRUE
2707 | Conventional Hydroelectric | HY | 4 | N | Electric Utility | WAT | hydro | TRUE
2707 | Conventional Hydroelectric | HY | 4 | N | Electric Utility | WAT | hydro | TRUE
2707 | Conventional Hydroelectric | HY | 5 | N | Electric Utility | WAT | hydro | TRUE
2707 | Conventional Hydroelectric | HY | 5 | N | Electric Utility | WAT | hydro | TRUE
2707 | Conventional Hydroelectric | HY | 5 | N | Electric Utility | WAT | hydro | TRUE
2707 | Petroleum Liquids | GT | 13 | N | Electric Utility | DFO | petroleum | TRUE
2707 | Petroleum Liquids | GT | 13 | N | Electric Utility | DFO | petroleum | TRUE
2707 | Petroleum Liquids | GT | 13 | N | Electric Utility | DFO | petroleum | TRUE
2707 | Petroleum Liquids | GT | 13 | N | Electric Utility | DFO | petroleum | TRUE
2710 | Conventional Hydroelectric | HY | 2 | N | Electric Utility | WAT | hydro | TRUE
2710 | Conventional Hydroelectric | HY | 2 | N | Electric Utility | WAT | hydro | TRUE
2712 | Conventional Steam Coal | ST | 379 | N | Electric Utility | BIT | hard coal | TRUE
2712 | Conventional Steam Coal | ST | 671 | N | Electric Utility | BIT | hard coal | TRUE
2712 | Conventional Steam Coal | ST | 691 | N | Electric Utility | BIT | hard coal | TRUE
2712 | Conventional Steam Coal | ST | 698 | N | Electric Utility | BIT | hard coal | TRUE
2713 | Petroleum Liquids | GT | 11 | N | Electric Utility | DFO | petroleum | TRUE
2713 | Petroleum Liquids | GT | 24 | N | Electric Utility | DFO | petroleum | TRUE
2713 | Petroleum Liquids | GT | 26 | N | Electric Utility | DFO | petroleum | TRUE
2714 | Conventional Hydroelectric | HY | 21 | N | Electric Utility | WAT | hydro | TRUE
2714 | Conventional Hydroelectric | HY | 18 | N | Electric Utility | WAT | hydro | TRUE
2714 | Conventional Hydroelectric | HY | 21 | N | Electric Utility | WAT | hydro | TRUE
2714 | Conventional Hydroelectric | HY | 24 | N | Electric Utility | WAT | hydro | TRUE
2715 | Conventional Hydroelectric | HY | 36 | N | Electric Utility | WAT | hydro | TRUE
2715 | Conventional Hydroelectric | HY | 40 | N | Electric Utility | WAT | hydro | TRUE
2715 | Conventional Hydroelectric | HY | 36 | N | Electric Utility | WAT | hydro | TRUE
2716 | Petroleum Liquids | GT | 32 | N | Electric Utility | DFO | petroleum | TRUE
2716 | Petroleum Liquids | GT | 32 | N | Electric Utility | DFO | petroleum | TRUE
2716 | Petroleum Liquids | GT | 33 | N | Electric Utility | DFO | petroleum | TRUE
2716 | Petroleum Liquids | GT | 31 | N | Electric Utility | DFO | petroleum | TRUE
2718 | Conventional Steam Coal | ST | 162 | N | Electric Utility | BIT | hard coal | TRUE
2718 | Conventional Steam Coal | ST | 162 | N | Electric Utility | BIT | hard coal | TRUE
2718 | Conventional Steam Coal | ST | 261 | N | Electric Utility | BIT | hard coal | TRUE
2718 | Conventional Steam Coal | ST | 276 | N | Electric Utility | BIT | hard coal | TRUE
2718 | Conventional Steam Coal | ST | 266 | N | Electric Utility | BIT | hard coal | TRUE
2719 | Conventional Hydroelectric | HY | 15 | N | Electric Utility | WAT | hydro | TRUE
2719 | Conventional Hydroelectric | HY | 15 | N | Electric Utility | WAT | hydro | TRUE
2719 | Conventional Hydroelectric | HY | 1.5 | N | Electric Utility | WAT | hydro | TRUE
2720 | Natural Gas Fired Combined Cycle | CT | 176.3 | N | Electric Utility | NG | natural gas nonpeaker | TRUE
2720 | Natural Gas Fired Combined Cycle | CT | 175.1 | N | Electric Utility | NG | natural gas nonpeaker | TRUE
2720 | Natural Gas Fired Combined Cycle | CA | 316.8 | N | Electric Utility | NG | natural gas nonpeaker | TRUE
2721 | Conventional Steam Coal | ST | 552 | N | Electric Utility | BIT | hard coal | TRUE
2721 | Conventional Steam Coal | ST | 844 | N | Electric Utility | BIT | hard coal | TRUE
2722 | Conventional Hydroelectric | HY | 81.3 | N | Electric Utility | WAT | hydro | TRUE
2722 | Conventional Hydroelectric | HY | 81.3 | N | Electric Utility | WAT | hydro | TRUE
2722 | Conventional Hydroelectric | HY | 81.3 | N | Electric Utility | WAT | hydro | TRUE
2722 | Conventional Hydroelectric | HY | 81.3 | N | Electric Utility | WAT | hydro | TRUE
2723 | Natural Gas Fired Combined Cycle | CT | 165 | N | Electric Utility | NG | natural gas nonpeaker | TRUE
2723 | Natural Gas Fired Combined Cycle | CT | 166 | N | Electric Utility | NG | natural gas nonpeaker | TRUE
2723 | Natural Gas Fired Combined Cycle | CA | 320 | N | Electric Utility | NG | natural gas nonpeaker | TRUE
2726 | Conventional Hydroelectric | HY | 9.3 | N | Electric Utility | WAT | hydro | TRUE
2726 | Conventional Hydroelectric | HY | 9.3 | N | Electric Utility | WAT | hydro | TRUE
2726 | Conventional Hydroelectric | HY | 9.3 | N | Electric Utility | WAT | hydro | TRUE
2727 | Conventional Steam Coal | ST | 380 | N | Electric Utility | BIT | hard coal | TRUE
2727 | Conventional Steam Coal | ST | 380 | N | Electric Utility | BIT | hard coal | TRUE
2727 | Conventional Steam Coal | ST | 658 | N | Electric Utility | BIT | hard coal | TRUE
2727 | Conventional Steam Coal | ST | 660 | N | Electric Utility | BIT | hard coal | TRUE
2728 | Conventional Hydroelectric | HY | 14 | N | Electric Utility | WAT | hydro | TRUE
2728 | Conventional Hydroelectric | HY | 14 | N | Electric Utility | WAT | hydro | TRUE
2728 | Conventional Hydroelectric | HY | 17 | N | Electric Utility | WAT | hydro | TRUE
2728 | Conventional Hydroelectric | HY | 17 | N | Electric Utility | WAT | hydro | TRUE
2729 | Conventional Hydroelectric | HY | 20 | N | Electric Utility | WAT | hydro | TRUE
2729 | Conventional Hydroelectric | HY | 20 | N | Electric Utility | WAT | hydro | TRUE
2730 | Conventional Hydroelectric | HY | 9.5 | N | Electric Utility | WAT | hydro | TRUE
2730 | Conventional Hydroelectric | HY | 11.5 | N | Electric Utility | WAT | hydro | TRUE
2730 | Conventional Hydroelectric | HY | 12.4 | N | Electric Utility | WAT | hydro | TRUE
2735 | Conventional Hydroelectric | HY | 2.7 | N | IPP Non-CHP | WAT | hydro | TRUE
2735 | Conventional Hydroelectric | HY | 2.7 | N | IPP Non-CHP | WAT | hydro | TRUE
2736 | Conventional Hydroelectric | HY | 3.2 | N | Electric Utility | WAT | hydro | TRUE
2736 | Conventional Hydroelectric | HY | 3.2 | N | Electric Utility | WAT | hydro | TRUE
2741 | Conventional Hydroelectric | HY | 9.5 | N | Electric Utility | WAT | hydro | TRUE
2743 | Conventional Hydroelectric | HY | 6.4 | N | Electric Utility | WAT | hydro | TRUE
2745 | Conventional Hydroelectric | HY | 0.5 | N | Electric Utility | WAT | hydro | TRUE
2745 | Conventional Hydroelectric | HY | 0.5 | N | Electric Utility | WAT | hydro | TRUE
2746 | Conventional Hydroelectric | HY | 0.6 | N | Electric Utility | WAT | hydro | TRUE
2746 | Conventional Hydroelectric | HY | 0.6 | N | Electric Utility | WAT | hydro | TRUE
2746 | Conventional Hydroelectric | HY | 0.6 | N | Electric Utility | WAT | hydro | TRUE
2747 | Conventional Hydroelectric | HY | 50 | N | Electric Utility | WAT | hydro | TRUE
2749 | Conventional Hydroelectric | HY | 9.8 | N | Electric Utility | WAT | hydro | TRUE
2750 | Conventional Hydroelectric | HY | 19.7 | N | Electric Utility | WAT | hydro | TRUE
2751 | Conventional Hydroelectric | HY | 2.5 | N | Electric Utility | WAT | hydro | TRUE
2756 | Conventional Hydroelectric | HY | 55 | N | Electric Utility | WAT | hydro | TRUE
2756 | Conventional Hydroelectric | HY | 55 | N | Electric Utility | WAT | hydro | TRUE
2756 | Conventional Hydroelectric | HY | 55 | N | Electric Utility | WAT | hydro | TRUE
2756 | Conventional Hydroelectric | HY | 55 | N | Electric Utility | WAT | hydro | TRUE
2758 | Conventional Hydroelectric | HY | 24 | N | Electric Utility | WAT | hydro | TRUE
2758 | Conventional Hydroelectric | HY | 24 | N | Electric Utility | WAT | hydro | TRUE
2758 | Conventional Hydroelectric | HY | 24 | N | Electric Utility | WAT | hydro | TRUE
2758 | Conventional Hydroelectric | HY | 23 | N | Electric Utility | WAT | hydro | TRUE
2773 | Conventional Hydroelectric | HY | 1.2 | N | IPP Non-CHP | WAT | hydro | TRUE
2773 | Conventional Hydroelectric | HY | 2.4 | N | IPP Non-CHP | WAT | hydro | TRUE
2778 | Conventional Hydroelectric | HY | 13.9 | N | Electric Utility | WAT | hydro | TRUE
2779 | Conventional Hydroelectric | HY | 101.4 | N | Electric Utility | WAT | hydro | TRUE
2779 | Conventional Hydroelectric | HY | 101.4 | N | Electric Utility | WAT | hydro | TRUE
2779 | Conventional Hydroelectric | HY | 101.4 | N | Electric Utility | WAT | hydro | TRUE
2780 | Conventional Hydroelectric | HY | 87.7 | N | Electric Utility | WAT | hydro | TRUE
2780 | Hydroelectric Pumped Storage | PS | 86 | N | Electric Utility | WAT | hydro | TRUE
2783 | Petroleum Liquids | IC | 3 | N | Electric Utility | DFO | petroleum | TRUE
2783 | Petroleum Liquids | IC | 3 | N | Electric Utility | DFO | petroleum | TRUE
2783 | Petroleum Liquids | IC | 3 | N | Electric Utility | DFO | petroleum | TRUE
2783 | Petroleum Liquids | IC | 3 | N | Electric Utility | DFO | petroleum | TRUE
2783 | Petroleum Liquids | IC | 3 | N | Electric Utility | DFO | petroleum | TRUE
2790 | Conventional Steam Coal | ST | 29.5 | N | Electric Utility | LIG | lignite | TRUE
2790 | Conventional Steam Coal | ST | 74.8 | N | Electric Utility | LIG | lignite | TRUE
2790 | Natural Gas Fired Combustion Turbine | GT | 88 | N | Electric Utility | NG | natural gas peaker | TRUE
2801 | Petroleum Liquids | GT | 22 | N | Electric Utility | DFO | petroleum | TRUE
2801 | Petroleum Liquids | GT | 22.1 | N | Electric Utility | DFO | petroleum | TRUE
2811 | Petroleum Liquids | IC | 0.6 | N | Electric Utility | DFO | petroleum | TRUE
2811 | Petroleum Liquids | IC | 0.8 | N | Electric Utility | DFO | petroleum | TRUE
2811 | Petroleum Liquids | IC | 1.3 | N | Electric Utility | DFO | petroleum | TRUE
2811 | Petroleum Liquids | IC | 1.3 | N | Electric Utility | DFO | petroleum | TRUE
2815 | Conventional Hydroelectric | HY | 102 | N | Electric Utility | WAT | hydro | TRUE
2815 | Conventional Hydroelectric | HY | 102 | N | Electric Utility | WAT | hydro | TRUE
2815 | Conventional Hydroelectric | HY | 102 | N | Electric Utility | WAT | hydro | TRUE
2815 | Conventional Hydroelectric | HY | 102 | N | Electric Utility | WAT | hydro | TRUE
2815 | Conventional Hydroelectric | HY | 102 | N | Electric Utility | WAT | hydro | TRUE
2817 | Conventional Steam Coal | ST | 222 | N | Electric Utility | LIG | lignite | TRUE
2817 | Conventional Steam Coal | ST | 445 | N | Electric Utility | LIG | lignite | TRUE
2823 | Conventional Steam Coal | ST | 237 | N | Electric Utility | LIG | lignite | TRUE
2823 | Conventional Steam Coal | ST | 447 | N | Electric Utility | LIG | lignite | TRUE
2824 | Conventional Steam Coal | ST | 188.1 | N | Electric Utility | SUB | hard coal | TRUE
2824 | Petroleum Liquids | IC | 1 | N | Electric Utility | DFO | petroleum | TRUE
2828 | Conventional Steam Coal | ST | 580 | N | IPP Non-CHP | BIT | hard coal | TRUE
2828 | Conventional Steam Coal | ST | 590 | N | IPP Non-CHP | BIT | hard coal | TRUE
2828 | Conventional Steam Coal | ST | 630 | N | IPP Non-CHP | BIT | hard coal | TRUE
2830 | Batteries | BA | 2 | N | Electric Utility | MWH | other | TRUE
2830 | Batteries | BA | 2 | N | Electric Utility | MWH | other | TRUE
2831 | Natural Gas Fired Combustion Turbine | GT | 92 | N | IPP Non-CHP | NG | natural gas peaker | TRUE
2831 | Natural Gas Fired Combustion Turbine | GT | 14.2 | N | IPP Non-CHP | NG | natural gas peaker | TRUE
2831 | Petroleum Liquids | GT | 15 | N | IPP Non-CHP | DFO | petroleum | TRUE
2831 | Petroleum Liquids | GT | 15 | N | IPP Non-CHP | DFO | petroleum | TRUE
2832 | Conventional Steam Coal | ST | 510 | N | IPP Non-CHP | BIT | hard coal | TRUE
2832 | Conventional Steam Coal | ST | 510 | N | IPP Non-CHP | BIT | hard coal | TRUE
2832 | Petroleum Liquids | GT | 14 | N | IPP Non-CHP | DFO | petroleum | TRUE
2832 | Petroleum Liquids | GT | 14 | N | IPP Non-CHP | DFO | petroleum | TRUE
2832 | Petroleum Liquids | GT | 14 | N | IPP Non-CHP | DFO | petroleum | TRUE
2832 | Petroleum Liquids | GT | 14 | N | IPP Non-CHP | DFO | petroleum | TRUE
2836 | Petroleum Liquids | GT | 30 | N | IPP Non-CHP | DFO | petroleum | TRUE
2836 | Conventional Steam Coal | ST | 70 | N | IPP Non-CHP | BIT | hard coal | TRUE
2836 | Conventional Steam Coal | ST | 640 | N | IPP Non-CHP | BIT | hard coal | TRUE
2837 | Petroleum Liquids | GT | 24 | N | IPP Non-CHP | DFO | petroleum | TRUE
2840 | Conventional Steam Coal | ST | 780 | N | IPP Non-CHP | BIT | hard coal | TRUE
2840 | Conventional Steam Coal | ST | 375 | N | IPP Non-CHP | BIT | hard coal | TRUE
2840 | Conventional Steam Coal | ST | 375 | N | IPP Non-CHP | BIT | hard coal | TRUE
2847 | Natural Gas Fired Combustion Turbine | GT | 88 | N | Electric Utility | NG | natural gas peaker | TRUE
2847 | Natural Gas Fired Combustion Turbine | GT | 89 | N | Electric Utility | NG | natural gas peaker | TRUE
2847 | Natural Gas Fired Combustion Turbine | GT | 79 | N | Electric Utility | NG | natural gas peaker | TRUE
2847 | Petroleum Liquids | IC | 2.5 | N | Electric Utility | DFO | petroleum | TRUE
2847 | Petroleum Liquids | IC | 2.5 | N | Electric Utility | DFO | petroleum | TRUE
2847 | Petroleum Liquids | IC | 2.5 | N | Electric Utility | DFO | petroleum | TRUE
2847 | Petroleum Liquids | IC | 2.5 | N | Electric Utility | DFO | petroleum | TRUE
2848 | Natural Gas Fired Combustion Turbine | GT | 25 | N | Electric Utility | NG | natural gas peaker | TRUE
2850 | Conventional Steam Coal | ST | 577 | N | Electric Utility | BIT | hard coal | TRUE
2850 | Conventional Steam Coal | ST | 577 | N | Electric Utility | BIT | hard coal | TRUE
2850 | Conventional Steam Coal | ST | 577 | N | Electric Utility | BIT | hard coal | TRUE
2850 | Conventional Steam Coal | ST | 577 | N | Electric Utility | BIT | hard coal | TRUE
2850 | Petroleum Liquids | IC | 2.2 | N | Electric Utility | DFO | petroleum | TRUE
2850 | Petroleum Liquids | IC | 2.2 | N | Electric Utility | DFO | petroleum | TRUE
2850 | Petroleum Liquids | IC | 2.2 | N | Electric Utility | DFO | petroleum | TRUE
2850 | Petroleum Liquids | IC | 2.2 | N | Electric Utility | DFO | petroleum | TRUE
2851 | Petroleum Liquids | IC | 2.4 | N | Electric Utility | DFO | petroleum | TRUE
2851 | Petroleum Liquids | IC | 2.4 | N | Electric Utility | DFO | petroleum | TRUE
2851 | Petroleum Liquids | IC | 2.4 | N | Electric Utility | DFO | petroleum | TRUE
2851 | Petroleum Liquids | IC | 2.4 | N | Electric Utility | DFO | petroleum | TRUE
2851 | Petroleum Liquids | IC | 2.4 | N | Electric Utility | DFO | petroleum | TRUE
2852 | Petroleum Liquids | IC | 2.4 | N | Electric Utility | DFO | petroleum | TRUE
2852 | Petroleum Liquids | IC | 2.4 | N | Electric Utility | DFO | petroleum | TRUE
2852 | Petroleum Liquids | IC | 2.4 | N | Electric Utility | DFO | petroleum | TRUE
2852 | Petroleum Liquids | IC | 2.4 | N | Electric Utility | DFO | petroleum | TRUE
2852 | Petroleum Liquids | IC | 2.4 | N | Electric Utility | DFO | petroleum | TRUE
2854 | Natural Gas Fired Combustion Turbine | GT | 19.5 | N | Electric Utility | NG | natural gas peaker | TRUE
2854 | Natural Gas Fired Combustion Turbine | GT | 19.5 | N | Electric Utility | NG | natural gas peaker | TRUE
2854 | Natural Gas Fired Combustion Turbine | GT | 19.3 | N | Electric Utility | NG | natural gas peaker | TRUE
2854 | Natural Gas Fired Combustion Turbine | GT | 11 | N | Electric Utility | NG | natural gas peaker | TRUE
2854 | Natural Gas Fired Combustion Turbine | GT | 9 | N | Electric Utility | NG | natural gas peaker | TRUE
2854 | Natural Gas Fired Combustion Turbine | GT | 12 | N | Electric Utility | NG | natural gas peaker | TRUE
2854 | Natural Gas Fired Combustion Turbine | GT | 11 | N | Electric Utility | NG | natural gas peaker | TRUE
2854 | Solar Photovoltaic | PV | 1.1 | N | Electric Utility | SUN | solar PV | TRUE
2861 | Petroleum Liquids | GT | 25 | N | IPP Non-CHP | DFO | petroleum | TRUE
2866 | Conventional Steam Coal | ST | 180 | N | IPP Non-CHP | BIT | hard coal | TRUE
2866 | Conventional Steam Coal | ST | 180 | N | IPP Non-CHP | BIT | hard coal | TRUE
2866 | Conventional Steam Coal | ST | 180 | N | IPP Non-CHP | BIT | hard coal | TRUE
2866 | Conventional Steam Coal | ST | 180 | N | IPP Non-CHP | BIT | hard coal | TRUE
2866 | Conventional Steam Coal | ST | 290 | N | IPP Non-CHP | BIT | hard coal | TRUE
2866 | Conventional Steam Coal | ST | 600 | N | IPP Non-CHP | BIT | hard coal | TRUE
2866 | Conventional Steam Coal | ST | 600 | N | IPP Non-CHP | BIT | hard coal | TRUE
2866 | Petroleum Liquids | IC | 3 | N | IPP Non-CHP | DFO | petroleum | TRUE
2866 | Petroleum Liquids | IC | 3 | N | IPP Non-CHP | DFO | petroleum | TRUE
2866 | Petroleum Liquids | IC | 3 | N | IPP Non-CHP | DFO | petroleum | TRUE
2866 | Petroleum Liquids | IC | 2 | N | IPP Non-CHP | DFO | petroleum | TRUE
2866 | Petroleum Liquids | IC | 2 | N | IPP Non-CHP | DFO | petroleum | TRUE
2869 | Petroleum Liquids | GT | 57 | N | IPP Non-CHP | DFO | petroleum | TRUE
2869 | Petroleum Liquids | GT | 57 | N | IPP Non-CHP | DFO | petroleum | TRUE
2869 | Natural Gas Fired Combustion Turbine | GT | 85 | N | IPP Non-CHP | NG | natural gas peaker | TRUE
2869 | Natural Gas Fired Combustion Turbine | GT | 85 | N | IPP Non-CHP | NG | natural gas peaker | TRUE
2869 | Natural Gas Fired Combustion Turbine | GT | 85 | N | IPP Non-CHP | NG | natural gas peaker | TRUE
2869 | Natural Gas Fired Combustion Turbine | GT | 85 | N | IPP Non-CHP | NG | natural gas peaker | TRUE
2869 | Natural Gas Fired Combustion Turbine | GT | 85 | N | IPP Non-CHP | NG | natural gas peaker | TRUE
2876 | Conventional Steam Coal | ST | 194 | N | Electric Utility | BIT | hard coal | TRUE
2876 | Conventional Steam Coal | ST | 192.2 | N | Electric Utility | BIT | hard coal | TRUE
2876 | Conventional Steam Coal | ST | 192.2 | N | Electric Utility | BIT | hard coal | TRUE
2876 | Conventional Steam Coal | ST | 192.2 | N | Electric Utility | BIT | hard coal | TRUE
2876 | Conventional Steam Coal | ST | 192.2 | N | Electric Utility | BIT | hard coal | TRUE
2878 | Petroleum Coke | ST | 136 | N | IPP Non-CHP | PC | petroleum | TRUE
2878 | Petroleum Liquids | GT | 16 | N | IPP Non-CHP | DFO | petroleum | TRUE
2880 | Petroleum Liquids | GT | 11 | N | IPP Non-CHP | DFO | petroleum | TRUE
2880 | Natural Gas Fired Combustion Turbine | GT | 11 | N | IPP Non-CHP | NG | natural gas peaker | TRUE
2880 | Natural Gas Fired Combustion Turbine | GT | 11 | N | IPP Non-CHP | NG | natural gas peaker | TRUE
2880 | Natural Gas Fired Combustion Turbine | GT | 112 | N | IPP Non-CHP | NG | natural gas peaker | TRUE
2880 | Natural Gas Fired Combustion Turbine | GT | 112 | N | IPP Non-CHP | NG | natural gas peaker | TRUE
2880 | Natural Gas Fired Combustion Turbine | GT | 112 | N | IPP Non-CHP | NG | natural gas peaker | TRUE
2881 | Petroleum Liquids | GT | 17 | N | IPP Non-CHP | DFO | petroleum | TRUE
2902 | Petroleum Liquids | IC | 0.8 | N | Electric Utility | DFO | petroleum | TRUE
2902 | Petroleum Liquids | IC | 0.6 | N | Electric Utility | DFO | petroleum | TRUE
2903 | Natural Gas Fired Combustion Turbine | GT | 12.5 | N | Electric Utility | NG | natural gas peaker | TRUE
2903 | Natural Gas Fired Combustion Turbine | GT | 12.5 | N | Electric Utility | NG | natural gas peaker | TRUE
2903 | Petroleum Liquids | IC | 2.5 | N | Electric Utility | DFO | petroleum | TRUE
2903 | Natural Gas Fired Combustion Turbine | GT | 4 | N | Electric Utility | NG | natural gas peaker | TRUE
2906 | Natural Gas Fired Combustion Turbine | GT | 16 | N | Electric Utility | NG | natural gas peaker | TRUE
2909 | Natural Gas Fired Combustion Turbine | GT | 16 | N | Electric Utility | NG | natural gas peaker | TRUE
2909 | Natural Gas Fired Combustion Turbine | GT | 16 | N | Electric Utility | NG | natural gas peaker | TRUE
2914 | Conventional Steam Coal | ST | 8 | N | Electric Utility | BIT | hard coal | TRUE
2914 | Conventional Steam Coal | ST | 15.2 | N | Electric Utility | BIT | hard coal | TRUE
2914 | Petroleum Liquids | IC | 2.4 | N | Electric Utility | DFO | petroleum | TRUE
2914 | Natural Gas Fired Combustion Turbine | GT | 15.3 | N | Electric Utility | NG | natural gas peaker | TRUE
2917 | Natural Gas Steam Turbine | ST | 10 | N | Electric Utility | NG | natural gas peaker | TRUE
2917 | Natural Gas Steam Turbine | ST | 25 | N | Electric Utility | NG | natural gas peaker | TRUE
2917 | Natural Gas Steam Turbine | ST | 25 | N | Electric Utility | NG | natural gas peaker | TRUE
2917 | Natural Gas Steam Turbine | ST | 51 | N | Electric Utility | NG | natural gas peaker | TRUE
2917 | Natural Gas Fired Combustion Turbine | GT | 12 | N | Electric Utility | NG | natural gas peaker | TRUE
2921 | Petroleum Liquids | IC | 2 | N | Electric Utility | DFO | petroleum | TRUE
2921 | Petroleum Liquids | IC | 3 | N | Electric Utility | DFO | petroleum | TRUE
2921 | Petroleum Liquids | GT | 6 | N | Electric Utility | DFO | petroleum | TRUE
2921 | Petroleum Liquids | IC | 5.6 | N | Electric Utility | DFO | petroleum | TRUE
2921 | Petroleum Liquids | GT | 14 | N | Electric Utility | DFO | petroleum | TRUE
2933 | Petroleum Liquids | IC | 1 | N | Electric Utility | DFO | petroleum | TRUE
2933 | Natural Gas Internal Combustion Engine | IC | 0.5 | N | Electric Utility | NG | natural gas peaker | TRUE
2933 | Natural Gas Internal Combustion Engine | IC | 3.1 | N | Electric Utility | NG | natural gas peaker | TRUE
2933 | Natural Gas Internal Combustion Engine | IC | 3.1 | N | Electric Utility | NG | natural gas peaker | TRUE
2933 | Petroleum Liquids | IC | 2 | N | Electric Utility | DFO | petroleum | TRUE
2933 | Petroleum Liquids | IC | 2.7 | N | Electric Utility | DFO | petroleum | TRUE
2933 | Petroleum Liquids | IC | 3 | N | Electric Utility | DFO | petroleum | TRUE
2933 | Natural Gas Internal Combustion Engine | IC | 0.4 | N | Electric Utility | NG | natural gas peaker | TRUE
2933 | Natural Gas Internal Combustion Engine | IC | 2.1 | N | Electric Utility | NG | natural gas peaker | TRUE
2935 | Conventional Steam Coal | ST | 23 | N | Electric Utility | BIT | hard coal | TRUE
2935 | Conventional Steam Coal | ST | 23 | N | Electric Utility | BIT | hard coal | TRUE
2935 | Conventional Steam Coal | ST | 5 | N | Electric Utility | BIT | hard coal | TRUE
2935 | Conventional Steam Coal | ST | 7.5 | N | Electric Utility | BIT | hard coal | TRUE
2935 | Conventional Steam Coal | ST | 20 | N | Electric Utility | BIT | hard coal | TRUE
2936 | Conventional Steam Coal | ST | 7 | N | Electric Utility | BIT | hard coal | TRUE
2936 | Conventional Steam Coal | ST | 15.5 | N | Electric Utility | BIT | hard coal | TRUE
2936 | Conventional Steam Coal | ST | 17.5 | N | Electric Utility | BIT | hard coal | TRUE
2936 | Conventional Steam Coal | ST | 7 | N | Electric Utility | BIT | hard coal | TRUE
2936 | Petroleum Liquids | IC | 1.8 | N | Electric Utility | DFO | petroleum | TRUE
2937 | Petroleum Liquids | GT | 16.5 | N | Electric Utility | DFO | petroleum | TRUE
2937 | Petroleum Liquids | GT | 20 | N | Electric Utility | DFO | petroleum | TRUE
2942 | Petroleum Liquids | GT | 12 | N | Electric Utility | DFO | petroleum | TRUE
2942 | Natural Gas Fired Combustion Turbine | GT | 10.4 | N | Electric Utility | NG | natural gas peaker | TRUE
2943 | Petroleum Liquids | IC | 3 | N | Electric Utility | DFO | petroleum | TRUE
2945 | Petroleum Liquids | IC | 1.2 | N | Electric Utility | DFO | petroleum | TRUE
2945 | Petroleum Liquids | IC | 1.2 | N | Electric Utility | DFO | petroleum | TRUE
2945 | Petroleum Liquids | IC | 0.6 | N | Electric Utility | DFO | petroleum | TRUE
2945 | Petroleum Liquids | IC | 1.2 | N | Electric Utility | DFO | petroleum | TRUE
2945 | Petroleum Liquids | IC | 1.5 | N | Electric Utility | DFO | petroleum | TRUE
2945 | Petroleum Liquids | IC | 2.1 | N | Electric Utility | DFO | petroleum | TRUE
2951 | Natural Gas Fired Combustion Turbine | GT | 45.5 | N | Electric Utility | NG | natural gas peaker | TRUE
2951 | Natural Gas Steam Turbine | ST | 167.8 | N | Electric Utility | NG | natural gas peaker | TRUE
2951 | Natural Gas Steam Turbine | ST | 409.7 | N | Electric Utility | NG | natural gas peaker | TRUE
2951 | Natural Gas Fired Combustion Turbine | GT | 45.5 | N | Electric Utility | NG | natural gas peaker | TRUE
2951 | Natural Gas Fired Combustion Turbine | GT | 7.3 | N | Electric Utility | NG | natural gas peaker | TRUE
2951 | Natural Gas Steam Turbine | ST | 213.7 | N | Electric Utility | NG | natural gas peaker | TRUE
2952 | Conventional Steam Coal | ST | 487 | N | Electric Utility | SUB | hard coal | TRUE
2952 | Conventional Steam Coal | ST | 502 | N | Electric Utility | SUB | hard coal | TRUE
2952 | Conventional Steam Coal | ST | 520.5 | N | Electric Utility | SUB | hard coal | TRUE
2953 | Natural Gas Steam Turbine | ST | 121 | N | Electric Utility | NG | natural gas peaker | TRUE
2953 | Natural Gas Steam Turbine | ST | 259 | N | Electric Utility | NG | natural gas peaker | TRUE
2953 | Natural Gas Fired Combustion Turbine | GT | 26 | N | Electric Utility | NG | natural gas peaker | TRUE
2953 | Natural Gas Fired Combustion Turbine | GT | 33 | N | Electric Utility | NG | natural gas peaker | TRUE
2953 | Solar Photovoltaic | PV | 2.5 | N | Electric Utility | SUN | solar PV | TRUE
2956 | Natural Gas Steam Turbine | ST | 475 | N | Electric Utility | NG | natural gas peaker | TRUE
2956 | Natural Gas Steam Turbine | ST | 480.5 | N | Electric Utility | NG | natural gas peaker | TRUE
2956 | Natural Gas Steam Turbine | ST | 482 | N | Electric Utility | NG | natural gas peaker | TRUE
2963 | Natural Gas Fired Combined Cycle | CA | 146 | N | Electric Utility | NG | natural gas nonpeaker | TRUE
2963 | Natural Gas Fired Combined Cycle | CT | 149 | N | Electric Utility | NG | natural gas nonpeaker | TRUE
2963 | Natural Gas Fired Combined Cycle | CT | 149 | N | Electric Utility | NG | natural gas nonpeaker | TRUE
2963 | Natural Gas Steam Turbine | ST | 462 | N | Electric Utility | NG | natural gas peaker | TRUE
2963 | Conventional Steam Coal | ST | 460 | N | Electric Utility | SUB | hard coal | TRUE
2963 | Conventional Steam Coal | ST | 460 | N | Electric Utility | SUB | hard coal | TRUE
2963 | Petroleum Liquids | IC | 4 | N | Electric Utility | DFO | petroleum | TRUE
2964 | Natural Gas Steam Turbine | ST | 78 | N | Electric Utility | NG | natural gas peaker | TRUE
2964 | Natural Gas Steam Turbine | ST | 78 | N | Electric Utility | NG | natural gas peaker | TRUE
2964 | Natural Gas Steam Turbine | ST | 295 | N | Electric Utility | NG | natural gas peaker | TRUE
2964 | Natural Gas Fired Combustion Turbine | GT | 76 | N | Electric Utility | NG | natural gas peaker | TRUE
2964 | Natural Gas Fired Combustion Turbine | GT | 76 | N | Electric Utility | NG | natural gas peaker | TRUE
2964 | Petroleum Liquids | IC | 2 | N | Electric Utility | DFO | petroleum | TRUE
2965 | Natural Gas Steam Turbine | ST | 150 | N | Electric Utility | NG | natural gas peaker | TRUE
2965 | Natural Gas Steam Turbine | ST | 155 | N | Electric Utility | NG | natural gas peaker | TRUE
2965 | Petroleum Liquids | IC | 8.3 | N | Electric Utility | DFO | petroleum | TRUE
2966 | Natural Gas Fired Combustion Turbine | GT | 55 | N | Electric Utility | NG | natural gas peaker | TRUE
2966 | Natural Gas Fired Combustion Turbine | GT | 53 | N | Electric Utility | NG | natural gas peaker | TRUE
2966 | Natural Gas Fired Combustion Turbine | GT | 55 | N | Electric Utility | NG | natural gas peaker | TRUE
2966 | Petroleum Liquids | IC | 4 | N | Electric Utility | DFO | petroleum | TRUE
2975 | Petroleum Liquids | IC | 1.8 | N | Electric Utility | DFO | petroleum | TRUE
2975 | Petroleum Liquids | IC | 4 | N | Electric Utility | DFO | petroleum | TRUE
2975 | Petroleum Liquids | IC | 6.3 | N | Electric Utility | DFO | petroleum | TRUE
2975 | Petroleum Liquids | IC | 0.8 | N | Electric Utility | DFO | petroleum | TRUE
2975 | Petroleum Liquids | IC | 0.4 | N | Electric Utility | DFO | petroleum | TRUE
2975 | Petroleum Liquids | IC | 0.4 | N | Electric Utility | DFO | petroleum | TRUE
2975 | Petroleum Liquids | IC | 0.4 | N | Electric Utility | DFO | petroleum | TRUE
2975 | Petroleum Liquids | IC | 0.6 | N | Electric Utility | DFO | petroleum | TRUE
2975 | Petroleum Liquids | IC | 1.9 | N | Electric Utility | DFO | petroleum | TRUE
2975 | Petroleum Liquids | IC | 1.9 | N | Electric Utility | DFO | petroleum | TRUE
2975 | Petroleum Liquids | IC | 2.7 | N | Electric Utility | DFO | petroleum | TRUE
2980 | Conventional Hydroelectric | HY | 32 | N | Electric Utility | WAT | hydro | TRUE
2980 | Conventional Hydroelectric | HY | 32 | N | Electric Utility | WAT | hydro | TRUE
2980 | Conventional Hydroelectric | HY | 32 | N | Electric Utility | WAT | hydro | TRUE
2980 | Conventional Hydroelectric | HY | 32 | N | Electric Utility | WAT | hydro | TRUE
2981 | Conventional Hydroelectric | HY | 21 | N | Electric Utility | WAT | hydro | TRUE
2981 | Conventional Hydroelectric | HY | 21 | N | Electric Utility | WAT | hydro | TRUE
2981 | Conventional Hydroelectric | HY | 21 | N | Electric Utility | WAT | hydro | TRUE
2981 | Conventional Hydroelectric | HY | 21 | N | Electric Utility | WAT | hydro | TRUE
2981 | Conventional Hydroelectric | HY | 21 | N | Electric Utility | WAT | hydro | TRUE
2981 | Conventional Hydroelectric | HY | 21 | N | Electric Utility | WAT | hydro | TRUE
2981 | Conventional Hydroelectric | HY | 0.5 | N | Electric Utility | WAT | hydro | TRUE
2982 | Hydroelectric Pumped Storage | PS | 43 | N | Electric Utility | WAT | hydro | TRUE
2982 | Hydroelectric Pumped Storage | PS | 43 | N | Electric Utility | WAT | hydro | TRUE
2982 | Hydroelectric Pumped Storage | PS | 43 | N | Electric Utility | WAT | hydro | TRUE
2982 | Hydroelectric Pumped Storage | PS | 43 | N | Electric Utility | WAT | hydro | TRUE
2982 | Hydroelectric Pumped Storage | PS | 43 | N | Electric Utility | WAT | hydro | TRUE
2982 | Hydroelectric Pumped Storage | PS | 43 | N | Electric Utility | WAT | hydro | TRUE
2984 | Conventional Hydroelectric | HY | 40 | N | Electric Utility | WAT | hydro | TRUE
2984 | Conventional Hydroelectric | HY | 40 | N | Electric Utility | WAT | hydro | TRUE
2985 | Conventional Hydroelectric | HY | 31.6 | N | Electric Utility | WAT | hydro | TRUE
2985 | Conventional Hydroelectric | HY | 31.6 | N | Electric Utility | WAT | hydro | TRUE
2985 | Conventional Hydroelectric | HY | 31.6 | N | Electric Utility | WAT | hydro | TRUE
2985 | Conventional Hydroelectric | HY | 20 | N | Electric Utility | WAT | hydro | TRUE
2986 | Natural Gas Internal Combustion Engine | IC | 2.9 | N | Electric Utility | NG | natural gas peaker | TRUE
2986 | Natural Gas Internal Combustion Engine | IC | 1.2 | N | Electric Utility | NG | natural gas peaker | TRUE
2986 | Natural Gas Internal Combustion Engine | IC | 3 | N | Electric Utility | NG | natural gas peaker | TRUE
2986 | Natural Gas Internal Combustion Engine | IC | 1 | N | Electric Utility | NG | natural gas peaker | TRUE
2986 | Natural Gas Internal Combustion Engine | IC | 0.6 | N | Electric Utility | NG | natural gas peaker | TRUE
2987 | Conventional Hydroelectric | HY | 25 | N | Electric Utility | WAT | hydro | TRUE
2987 | Conventional Hydroelectric | HY | 23 | N | Electric Utility | WAT | hydro | TRUE
2987 | Conventional Hydroelectric | HY | 23 | N | Electric Utility | WAT | hydro | TRUE
2991 | Natural Gas Internal Combustion Engine | IC | 0.9 | N | Electric Utility | NG | natural gas peaker | TRUE
2991 | Natural Gas Internal Combustion Engine | IC | 1.2 | N | Electric Utility | NG | natural gas peaker | TRUE
2991 | Natural Gas Internal Combustion Engine | IC | 1.7 | N | Electric Utility | NG | natural gas peaker | TRUE
2991 | Natural Gas Internal Combustion Engine | IC | 1.6 | N | Electric Utility | NG | natural gas peaker | TRUE
2995 | Petroleum Liquids | IC | 1.1 | N | Electric Utility | DFO | petroleum | TRUE
2995 | Petroleum Liquids | IC | 1.2 | N | Electric Utility | DFO | petroleum | TRUE
2995 | Petroleum Liquids | IC | 2.5 | N | Electric Utility | DFO | petroleum | TRUE
2995 | Petroleum Liquids | IC | 2 | N | Electric Utility | DFO | petroleum | TRUE
3000 | Natural Gas Steam Turbine | ST | 13 | N | Electric Utility | NG | natural gas peaker | TRUE
3000 | Petroleum Liquids | IC | 2 | N | Electric Utility | DFO | petroleum | TRUE
3000 | Petroleum Liquids | IC | 2 | N | Electric Utility | DFO | petroleum | TRUE
3000 | Petroleum Liquids | IC | 2 | N | Electric Utility | DFO | petroleum | TRUE
3003 | Conventional Hydroelectric | HY | 12.9 | N | Electric Utility | WAT | hydro | TRUE
3003 | Conventional Hydroelectric | HY | 12.9 | N | Electric Utility | WAT | hydro | TRUE
3003 | Conventional Hydroelectric | HY | 12.9 | N | Electric Utility | WAT | hydro | TRUE
3003 | Conventional Hydroelectric | HY | 12.5 | N | Electric Utility | WAT | hydro | TRUE
3004 | Conventional Hydroelectric | HY | 21 | N | Electric Utility | WAT | hydro | TRUE
3004 | Conventional Hydroelectric | HY | 21 | N | Electric Utility | WAT | hydro | TRUE
3006 | Natural Gas Steam Turbine | ST | 12 | N | Electric Utility | NG | natural gas peaker | TRUE
3006 | Natural Gas Fired Combustion Turbine | GT | 45 | N | Electric Utility | NG | natural gas peaker | TRUE
3006 | Natural Gas Fired Combustion Turbine | GT | 45 | N | Electric Utility | NG | natural gas peaker | TRUE
3006 | Natural Gas Steam Turbine | ST | 12 | N | Electric Utility | NG | natural gas peaker | TRUE
3006 | Natural Gas Steam Turbine | ST | 44 | N | Electric Utility | NG | natural gas peaker | TRUE
3006 | Natural Gas Fired Combined Cycle | CS | 94 | N | Electric Utility | NG | natural gas nonpeaker | TRUE
3006 | Natural Gas Fired Combined Cycle | CS | 94 | N | Electric Utility | NG | natural gas nonpeaker | TRUE
3006 | Natural Gas Fired Combined Cycle | CS | 94 | N | Electric Utility | NG | natural gas nonpeaker | TRUE
3006 | Natural Gas Fired Combustion Turbine | GT | 45 | N | Electric Utility | NG | natural gas peaker | TRUE
3008 | Natural Gas Steam Turbine | ST | 50 | N | Electric Utility | NG | natural gas peaker | TRUE
3008 | Natural Gas Steam Turbine | ST | 132 | N | Electric Utility | NG | natural gas peaker | TRUE
3008 | Natural Gas Steam Turbine | ST | 140 | N | Electric Utility | NG | natural gas peaker | TRUE
3013 | Conventional Hydroelectric | HY | 145.8 | N | Electric Utility | WAT | hydro | TRUE
3013 | Conventional Hydroelectric | HY | 150 | N | Electric Utility | WAT | hydro | TRUE
3013 | Conventional Hydroelectric | HY | 149.2 | N | Electric Utility | WAT | hydro | TRUE
3014 | Conventional Hydroelectric | HY | 55.3 | N | Electric Utility | WAT | hydro | TRUE
3014 | Conventional Hydroelectric | HY | 54.8 | N | Electric Utility | WAT | hydro | TRUE
3014 | Conventional Hydroelectric | HY | 54.9 | N | Electric Utility | WAT | hydro | TRUE
3014 | Conventional Hydroelectric | HY | 54.8 | N | Electric Utility | WAT | hydro | TRUE
3020 | Conventional Hydroelectric | HY | 17.9 | N | Electric Utility | WAT | hydro | TRUE
3021 | Conventional Hydroelectric | HY | 31 | N | Electric Utility | WAT | hydro | TRUE
3024 | Conventional Hydroelectric | HY | 2.8 | N | Electric Utility | WAT | hydro | TRUE
3025 | Conventional Hydroelectric | HY | 3 | N | Electric Utility | WAT | hydro | TRUE
3026 | Conventional Hydroelectric | HY | 10.4 | N | Electric Utility | WAT | hydro | TRUE
3028 | Conventional Hydroelectric | HY | 50.4 | N | Electric Utility | WAT | hydro | TRUE
3028 | Conventional Hydroelectric | HY | 47.6 | N | Electric Utility | WAT | hydro | TRUE
3029 | Conventional Hydroelectric | HY | 32 | N | Electric Utility | WAT | hydro | TRUE
3032 | Conventional Hydroelectric | HY | 4.6 | N | Electric Utility | WAT | hydro | TRUE
3033 | Conventional Hydroelectric | HY | 18 | N | Electric Utility | WAT | hydro | TRUE
3033 | Conventional Hydroelectric | HY | 18 | N | Electric Utility | WAT | hydro | TRUE
3034 | Conventional Hydroelectric | HY | 7.7 | N | Electric Utility | WAT | hydro | TRUE
3035 | Conventional Hydroelectric | HY | 0.9 | N | Electric Utility | WAT | hydro | TRUE
3036 | Conventional Hydroelectric | HY | 18 | N | Electric Utility | WAT | hydro | TRUE
3037 | Conventional Hydroelectric | HY | 11.6 | N | Electric Utility | WAT | hydro | TRUE
3040 | Conventional Hydroelectric | HY | 15 | N | Electric Utility | WAT | hydro | TRUE
3040 | Conventional Hydroelectric | HY | 15 | N | Electric Utility | WAT | hydro | TRUE
3040 | Conventional Hydroelectric | HY | 15 | N | Electric Utility | WAT | hydro | TRUE
3041 | Conventional Hydroelectric | HY | 1.1 | N | Electric Utility | WAT | hydro | TRUE
3045 | Conventional Hydroelectric | HY | 3.9 | N | Electric Utility | WAT | hydro | TRUE
3045 | Conventional Hydroelectric | HY | 3.9 | N | Electric Utility | WAT | hydro | TRUE
3045 | Conventional Hydroelectric | HY | 3.4 | N | Electric Utility | WAT | hydro | TRUE
3045 | Conventional Hydroelectric | HY | 5.6 | N | Electric Utility | WAT | hydro | TRUE
3045 | Conventional Hydroelectric | HY | 5.1 | N | Electric Utility | WAT | hydro | TRUE
3045 | Conventional Hydroelectric | HY | 23.9 | N | Electric Utility | WAT | hydro | TRUE
3047 | Conventional Hydroelectric | HY | 27 | N | Electric Utility | WAT | hydro | TRUE
3047 | Conventional Hydroelectric | HY | 31 | N | Electric Utility | WAT | hydro | TRUE
3048 | Conventional Hydroelectric | HY | 38 | N | Electric Utility | WAT | hydro | TRUE
3048 | Conventional Hydroelectric | HY | 36 | N | Electric Utility | WAT | hydro | TRUE
3048 | Conventional Hydroelectric | HY | 36 | N | Electric Utility | WAT | hydro | TRUE
3049 | Conventional Hydroelectric | HY | 4.3 | N | Electric Utility | WAT | hydro | TRUE
3049 | Conventional Hydroelectric | HY | 4.3 | N | Electric Utility | WAT | hydro | TRUE
3049 | Conventional Hydroelectric | HY | 4.3 | N | Electric Utility | WAT | hydro | TRUE
3049 | Conventional Hydroelectric | HY | 5.2 | N | Electric Utility | WAT | hydro | TRUE
3049 | Conventional Hydroelectric | HY | 6.6 | N | Electric Utility | WAT | hydro | TRUE
3050 | Conventional Hydroelectric | HY | 110 | N | Electric Utility | WAT | hydro | TRUE
3050 | Conventional Hydroelectric | HY | 121.5 | N | Electric Utility | WAT | hydro | TRUE
3050 | Conventional Hydroelectric | HY | 121.5 | N | Electric Utility | WAT | hydro | TRUE
3053 | Conventional Hydroelectric | HY | 1.4 | N | Electric Utility | WAT | hydro | TRUE
3053 | Conventional Hydroelectric | HY | 1.5 | N | Electric Utility | WAT | hydro | TRUE
3053 | Conventional Hydroelectric | HY | 1.4 | N | Electric Utility | WAT | hydro | TRUE
3053 | Conventional Hydroelectric | HY | 1.4 | N | Electric Utility | WAT | hydro | TRUE
3053 | Conventional Hydroelectric | HY | 1.2 | N | Electric Utility | WAT | hydro | TRUE
3053 | Conventional Hydroelectric | HY | 1.5 | N | Electric Utility | WAT | hydro | TRUE
3053 | Conventional Hydroelectric | HY | 1.5 | N | Electric Utility | WAT | hydro | TRUE
3053 | Conventional Hydroelectric | HY | 1.5 | N | Electric Utility | WAT | hydro | TRUE
3053 | Conventional Hydroelectric | HY | 1.5 | N | Electric Utility | WAT | hydro | TRUE
3053 | Conventional Hydroelectric | HY | 1.5 | N | Electric Utility | WAT | hydro | TRUE
3053 | Conventional Hydroelectric | HY | 1.5 | N | Electric Utility | WAT | hydro | TRUE
3053 | Conventional Hydroelectric | HY | 1.4 | N | Electric Utility | WAT | hydro | TRUE
3053 | Conventional Hydroelectric | HY | 1 | N | Electric Utility | WAT | hydro | TRUE
3067 | Conventional Hydroelectric | HY | 50 | N | Electric Utility | WAT | hydro | TRUE
3067 | Conventional Hydroelectric | HY | 50 | N | Electric Utility | WAT | hydro | TRUE
3067 | Conventional Hydroelectric | HY | 3.8 | N | Electric Utility | WAT | hydro | TRUE
3068 | Conventional Hydroelectric | HY | 4 | N | Electric Utility | WAT | hydro | TRUE
3068 | Conventional Hydroelectric | HY | 4 | N | Electric Utility | WAT | hydro | TRUE
3071 | Conventional Hydroelectric | HY | 7.5 | N | Electric Utility | WAT | hydro | TRUE
3074 | Conventional Hydroelectric | HY | 21 | N | Electric Utility | WAT | hydro | TRUE
3075 | Conventional Hydroelectric | HY | 53.5 | N | Electric Utility | WAT | hydro | TRUE
3075 | Conventional Hydroelectric | HY | 54 | N | Electric Utility | WAT | hydro | TRUE
3075 | Conventional Hydroelectric | HY | 66.5 | N | Electric Utility | WAT | hydro | TRUE
3075 | Conventional Hydroelectric | HY | 66.5 | N | Electric Utility | WAT | hydro | TRUE
3075 | Conventional Hydroelectric | HY | 66.5 | N | Electric Utility | WAT | hydro | TRUE
3075 | Conventional Hydroelectric | HY | 66.5 | N | Electric Utility | WAT | hydro | TRUE
3075 | Conventional Hydroelectric | HY | 66.5 | N | Electric Utility | WAT | hydro | TRUE
3075 | Conventional Hydroelectric | HY | 66.5 | N | Electric Utility | WAT | hydro | TRUE
3075 | Conventional Hydroelectric | HY | 66.5 | N | Electric Utility | WAT | hydro | TRUE
3075 | Conventional Hydroelectric | HY | 66.5 | N | Electric Utility | WAT | hydro | TRUE
3075 | Conventional Hydroelectric | HY | 53.5 | N | Electric Utility | WAT | hydro | TRUE
3075 | Conventional Hydroelectric | HY | 62.1 | N | Electric Utility | WAT | hydro | TRUE
3075 | Conventional Hydroelectric | HY | 62.1 | N | Electric Utility | WAT | hydro | TRUE
3075 | Conventional Hydroelectric | HY | 62.1 | N | Electric Utility | WAT | hydro | TRUE
3075 | Conventional Hydroelectric | HY | 62.1 | N | Electric Utility | WAT | hydro | TRUE
3075 | Conventional Hydroelectric | HY | 62.1 | N | Electric Utility | WAT | hydro | TRUE
3075 | Conventional Hydroelectric | HY | 62.1 | N | Electric Utility | WAT | hydro | TRUE
3075 | Conventional Hydroelectric | HY | 62.1 | N | Electric Utility | WAT | hydro | TRUE
3075 | Conventional Hydroelectric | HY | 13.1 | N | Electric Utility | WAT | hydro | TRUE
3075 | Conventional Hydroelectric | HY | 13.1 | N | Electric Utility | WAT | hydro | TRUE
3076 | Conventional Hydroelectric | HY | 13 | N | Electric Utility | WAT | hydro | TRUE
3076 | Conventional Hydroelectric | HY | 13 | N | Electric Utility | WAT | hydro | TRUE
3077 | Conventional Hydroelectric | HY | 50 | N | Electric Utility | WAT | hydro | TRUE
3077 | Conventional Hydroelectric | HY | 50 | N | Electric Utility | WAT | hydro | TRUE
3078 | Conventional Hydroelectric | HY | 17 | N | Electric Utility | WAT | hydro | TRUE
3080 | Conventional Hydroelectric | HY | 40 | N | Electric Utility | WAT | hydro | TRUE
3080 | Conventional Hydroelectric | HY | 40 | N | Electric Utility | WAT | hydro | TRUE
3081 | Conventional Hydroelectric | HY | 15 | N | Electric Utility | WAT | hydro | TRUE
3081 | Conventional Hydroelectric | HY | 15 | N | Electric Utility | WAT | hydro | TRUE
3082 | Conventional Hydroelectric | HY | 135 | N | Electric Utility | WAT | hydro | TRUE
3082 | Conventional Hydroelectric | HY | 135 | N | Electric Utility | WAT | hydro | TRUE
3082 | Conventional Hydroelectric | HY | 135 | N | Electric Utility | WAT | hydro | TRUE
3082 | Conventional Hydroelectric | HY | 135 | N | Electric Utility | WAT | hydro | TRUE
3082 | Conventional Hydroelectric | HY | 135 | N | Electric Utility | WAT | hydro | TRUE
3082 | Conventional Hydroelectric | HY | 135 | N | Electric Utility | WAT | hydro | TRUE
3082 | Conventional Hydroelectric | HY | 135 | N | Electric Utility | WAT | hydro | TRUE
3082 | Conventional Hydroelectric | HY | 135 | N | Electric Utility | WAT | hydro | TRUE
3082 | Conventional Hydroelectric | HY | 135 | N | Electric Utility | WAT | hydro | TRUE
3082 | Conventional Hydroelectric | HY | 135 | N | Electric Utility | WAT | hydro | TRUE
3082 | Conventional Hydroelectric | HY | 135 | N | Electric Utility | WAT | hydro | TRUE
3082 | Conventional Hydroelectric | HY | 135 | N | Electric Utility | WAT | hydro | TRUE
3082 | Conventional Hydroelectric | HY | 135 | N | Electric Utility | WAT | hydro | TRUE
3082 | Conventional Hydroelectric | HY | 135 | N | Electric Utility | WAT | hydro | TRUE
3082 | Conventional Hydroelectric | HY | 135 | N | Electric Utility | WAT | hydro | TRUE
3082 | Conventional Hydroelectric | HY | 135 | N | Electric Utility | WAT | hydro | TRUE
3083 | Conventional Hydroelectric | HY | 40 | N | Electric Utility | WAT | hydro | TRUE
3083 | Conventional Hydroelectric | HY | 40 | N | Electric Utility | WAT | hydro | TRUE
3083 | Conventional Hydroelectric | HY | 40 | N | Electric Utility | WAT | hydro | TRUE
3084 | Conventional Hydroelectric | HY | 70 | N | Electric Utility | WAT | hydro | TRUE
3084 | Conventional Hydroelectric | HY | 70 | N | Electric Utility | WAT | hydro | TRUE
3084 | Conventional Hydroelectric | HY | 70 | N | Electric Utility | WAT | hydro | TRUE
3084 | Conventional Hydroelectric | HY | 70 | N | Electric Utility | WAT | hydro | TRUE
3084 | Conventional Hydroelectric | HY | 70 | N | Electric Utility | WAT | hydro | TRUE
3084 | Conventional Hydroelectric | HY | 80.5 | N | Electric Utility | WAT | hydro | TRUE
3084 | Conventional Hydroelectric | HY | 70 | N | Electric Utility | WAT | hydro | TRUE
3084 | Conventional Hydroelectric | HY | 70 | N | Electric Utility | WAT | hydro | TRUE
3084 | Conventional Hydroelectric | HY | 70 | N | Electric Utility | WAT | hydro | TRUE
3084 | Conventional Hydroelectric | HY | 70 | N | Electric Utility | WAT | hydro | TRUE
3084 | Conventional Hydroelectric | HY | 70 | N | Electric Utility | WAT | hydro | TRUE
3084 | Conventional Hydroelectric | HY | 70 | N | Electric Utility | WAT | hydro | TRUE
3084 | Conventional Hydroelectric | HY | 70 | N | Electric Utility | WAT | hydro | TRUE
3084 | Conventional Hydroelectric | HY | 70 | N | Electric Utility | WAT | hydro | TRUE
3096 | Petroleum Liquids | GT | 15 | N | IPP Non-CHP | DFO | petroleum | TRUE
3096 | Natural Gas Fired Combined Cycle | CT | 46 | N | IPP Non-CHP | NG | natural gas nonpeaker | TRUE
3096 | Natural Gas Fired Combined Cycle | CT | 48 | N | IPP Non-CHP | NG | natural gas nonpeaker | TRUE
3096 | Natural Gas Fired Combined Cycle | CT | 49 | N | IPP Non-CHP | NG | natural gas nonpeaker | TRUE
3096 | Natural Gas Fired Combined Cycle | CA | 101 | N | IPP Non-CHP | NG | natural gas nonpeaker | TRUE
3109 | Petroleum Liquids | GT | 18 | N | IPP Non-CHP | DFO | petroleum | TRUE
3110 | Petroleum Liquids | GT | 18 | N | IPP Non-CHP | DFO | petroleum | TRUE
3110 | Petroleum Liquids | GT | 17 | N | IPP Non-CHP | DFO | petroleum | TRUE
3110 | Petroleum Liquids | GT | 18 | N | IPP Non-CHP | DFO | petroleum | TRUE
3111 | Petroleum Liquids | GT | 18 | N | IPP Non-CHP | DFO | petroleum | TRUE
3111 | Petroleum Liquids | GT | 18 | N | IPP Non-CHP | DFO | petroleum | TRUE
3112 | Petroleum Liquids | GT | 18 | N | IPP Non-CHP | DFO | petroleum | TRUE
3113 | Petroleum Liquids | GT | 13 | N | IPP Non-CHP | DFO | petroleum | TRUE
3113 | Petroleum Liquids | GT | 17 | N | IPP Non-CHP | DFO | petroleum | TRUE
3113 | Petroleum Liquids | GT | 134 | N | IPP Non-CHP | DFO | petroleum | TRUE
3114 | Petroleum Liquids | GT | 17 | N | IPP Non-CHP | DFO | petroleum | TRUE
3115 | Petroleum Liquids | GT | 13 | N | IPP Non-CHP | DFO | petroleum | TRUE
3115 | Petroleum Liquids | GT | 14 | N | IPP Non-CHP | DFO | petroleum | TRUE
3116 | Petroleum Liquids | GT | 18 | N | IPP Non-CHP | DFO | petroleum | TRUE
3116 | Petroleum Liquids | GT | 18 | N | IPP Non-CHP | DFO | petroleum | TRUE
3117 | Conventional Hydroelectric | HY | 19 | N | IPP Non-CHP | WAT | hydro | TRUE
3118 | Conventional Steam Coal | ST | 850 | N | IPP Non-CHP | BIT | hard coal | TRUE
3118 | Conventional Steam Coal | ST | 850 | N | IPP Non-CHP | BIT | hard coal | TRUE
3118 | Petroleum Liquids | IC | 2.8 | N | IPP Non-CHP | DFO | petroleum | TRUE
3118 | Petroleum Liquids | IC | 2.8 | N | IPP Non-CHP | DFO | petroleum | TRUE
3118 | Petroleum Liquids | IC | 2.8 | N | IPP Non-CHP | DFO | petroleum | TRUE
3118 | Petroleum Liquids | IC | 2.8 | N | IPP Non-CHP | DFO | petroleum | TRUE
3120 | Natural Gas Fired Combustion Turbine | GT | 16 | N | IPP Non-CHP | NG | natural gas peaker | TRUE
3122 | Conventional Steam Coal | ST | 624.5 | N | IPP Non-CHP | BIT | hard coal | TRUE
3122 | Conventional Steam Coal | ST | 617.5 | N | IPP Non-CHP | BIT | hard coal | TRUE
3122 | Conventional Steam Coal | ST | 650.5 | N | IPP Non-CHP | BIT | hard coal | TRUE
3124 | Conventional Hydroelectric | HY | 11.8 | N | IPP Non-CHP | WAT | hydro | TRUE
3124 | Conventional Hydroelectric | HY | 11.8 | N | IPP Non-CHP | WAT | hydro | TRUE
3124 | Conventional Hydroelectric | HY | 9.6 | N | IPP Non-CHP | WAT | hydro | TRUE
3130 | Conventional Steam Coal | ST | 521 | N | IPP Non-CHP | WC | hard coal | TRUE
3131 | Conventional Steam Coal | ST | 118 | N | IPP Non-CHP | BIT | hard coal | TRUE
3131 | Conventional Steam Coal | ST | 121 | N | IPP Non-CHP | BIT | hard coal | TRUE
3131 | Conventional Steam Coal | ST | 163 | N | IPP Non-CHP | BIT | hard coal | TRUE
3131 | Conventional Steam Coal | ST | 163 | N | IPP Non-CHP | BIT | hard coal | TRUE
3131 | Petroleum Liquids | IC | 2 | N | IPP Non-CHP | DFO | petroleum | TRUE
3131 | Petroleum Liquids | IC | 2 | N | IPP Non-CHP | DFO | petroleum | TRUE
3131 | Petroleum Liquids | IC | 2 | N | IPP Non-CHP | DFO | petroleum | TRUE
3132 | Petroleum Liquids | GT | 46 | N | IPP Non-CHP | DFO | petroleum | TRUE
3136 | Conventional Steam Coal | ST | 850 | N | IPP Non-CHP | BIT | hard coal | TRUE
3136 | Conventional Steam Coal | ST | 850 | N | IPP Non-CHP | BIT | hard coal | TRUE
3136 | Petroleum Liquids | IC | 2.8 | N | IPP Non-CHP | DFO | petroleum | TRUE
3136 | Petroleum Liquids | IC | 2.8 | N | IPP Non-CHP | DFO | petroleum | TRUE
3136 | Petroleum Liquids | IC | 2.8 | N | IPP Non-CHP | DFO | petroleum | TRUE
3136 | Petroleum Liquids | IC | 2.8 | N | IPP Non-CHP | DFO | petroleum | TRUE
3138 | Conventional Steam Coal | ST | 88 | N | IPP Non-CHP | BIT | hard coal | TRUE
3138 | Conventional Steam Coal | ST | 87 | N | IPP Non-CHP | BIT | hard coal | TRUE
3138 | Conventional Steam Coal | ST | 130 | N | IPP Non-CHP | BIT | hard coal | TRUE
3138 | Petroleum Liquids | IC | 2.5 | N | IPP Non-CHP | DFO | petroleum | TRUE
3138 | Petroleum Liquids | IC | 2.5 | N | IPP Non-CHP | DFO | petroleum | TRUE
3139 | Petroleum Liquids | GT | 14 | N | IPP Non-CHP | DFO | petroleum | TRUE
3139 | Petroleum Liquids | GT | 14 | N | IPP Non-CHP | DFO | petroleum | TRUE
3139 | Petroleum Liquids | GT | 14 | N | IPP Non-CHP | DFO | petroleum | TRUE
3139 | Petroleum Liquids | GT | 14 | N | IPP Non-CHP | DFO | petroleum | TRUE
3140 | Conventional Steam Coal | ST | 306 | N | IPP Non-CHP | BIT | hard coal | TRUE
3140 | Conventional Steam Coal | ST | 363 | N | IPP Non-CHP | BIT | hard coal | TRUE
3140 | Conventional Steam Coal | ST | 742 | N | IPP Non-CHP | BIT | hard coal | TRUE
3140 | Petroleum Liquids | IC | 2.7 | N | IPP Non-CHP | DFO | petroleum | TRUE
3140 | Petroleum Liquids | IC | 2.7 | N | IPP Non-CHP | DFO | petroleum | TRUE
3140 | Petroleum Liquids | IC | 2 | N | IPP Non-CHP | DFO | petroleum | TRUE
3142 | Petroleum Liquids | GT | 14 | N | IPP Non-CHP | DFO | petroleum | TRUE
3142 | Petroleum Liquids | GT | 14 | N | IPP Non-CHP | DFO | petroleum | TRUE
3143 | Petroleum Liquids | GT | 14 | N | IPP Non-CHP | DFO | petroleum | TRUE
3143 | Petroleum Liquids | GT | 14 | N | IPP Non-CHP | DFO | petroleum | TRUE
3143 | Petroleum Liquids | GT | 14 | N | IPP Non-CHP | DFO | petroleum | TRUE
3143 | Petroleum Liquids | GT | 14 | N | IPP Non-CHP | DFO | petroleum | TRUE
3144 | Petroleum Liquids | GT | 13.5 | N | IPP Non-CHP | DFO | petroleum | TRUE
3144 | Petroleum Liquids | GT | 13.5 | N | IPP Non-CHP | DFO | petroleum | TRUE
3145 | Conventional Hydroelectric | HY | 10 | N | IPP Non-CHP | WAT | hydro | TRUE
3145 | Conventional Hydroelectric | HY | 13.2 | N | IPP Non-CHP | WAT | hydro | TRUE
3145 | Conventional Hydroelectric | HY | 1.2 | N | IPP Non-CHP | WAT | hydro | TRUE
3145 | Conventional Hydroelectric | HY | 1.2 | N | IPP Non-CHP | WAT | hydro | TRUE
3145 | Conventional Hydroelectric | HY | 64.6 | N | IPP Non-CHP | WAT | hydro | TRUE
3145 | Conventional Hydroelectric | HY | 64.6 | N | IPP Non-CHP | WAT | hydro | TRUE
3145 | Conventional Hydroelectric | HY | 11.7 | N | IPP Non-CHP | WAT | hydro | TRUE
3145 | Conventional Hydroelectric | HY | 12.7 | N | IPP Non-CHP | WAT | hydro | TRUE
3145 | Conventional Hydroelectric | HY | 11.2 | N | IPP Non-CHP | WAT | hydro | TRUE
3145 | Conventional Hydroelectric | HY | 12.1 | N | IPP Non-CHP | WAT | hydro | TRUE
3145 | Conventional Hydroelectric | HY | 12.5 | N | IPP Non-CHP | WAT | hydro | TRUE
3145 | Conventional Hydroelectric | HY | 10.3 | N | IPP Non-CHP | WAT | hydro | TRUE
3145 | Conventional Hydroelectric | HY | 10.5 | N | IPP Non-CHP | WAT | hydro | TRUE
3145 | Conventional Hydroelectric | HY | 13.2 | N | IPP Non-CHP | WAT | hydro | TRUE
3146 | Petroleum Liquids | GT | 14 | N | IPP Non-CHP | DFO | petroleum | TRUE
3146 | Petroleum Liquids | GT | 14 | N | IPP Non-CHP | DFO | petroleum | TRUE
3147 | Petroleum Liquids | GT | 14 | N | IPP Non-CHP | DFO | petroleum | TRUE
3148 | Natural Gas Steam Turbine | ST | 850 | N | IPP Non-CHP | NG | natural gas peaker | TRUE
3148 | Natural Gas Steam Turbine | ST | 850 | N | IPP Non-CHP | NG | natural gas peaker | TRUE
3148 | Natural Gas Fired Combustion Turbine | GT | 18 | N | IPP Non-CHP | NG | natural gas peaker | TRUE
3148 | Natural Gas Fired Combustion Turbine | GT | 18 | N | IPP Non-CHP | NG | natural gas peaker | TRUE
3148 | Natural Gas Fired Combustion Turbine | GT | 18 | N | IPP Non-CHP | NG | natural gas peaker | TRUE
3148 | Natural Gas Fired Combustion Turbine | GT | 18 | N | IPP Non-CHP | NG | natural gas peaker | TRUE
3149 | Conventional Steam Coal | ST | 752 | N | IPP Non-CHP | BIT | hard coal | TRUE
3149 | Conventional Steam Coal | ST | 11 | N | IPP Non-CHP | BIT | hard coal | TRUE
3149 | Conventional Steam Coal | ST | 752 | N | IPP Non-CHP | BIT | hard coal | TRUE
3152 | Petroleum Liquids | GT | 18 | N | IPP Non-CHP | DFO | petroleum | TRUE
3152 | Petroleum Liquids | GT | 18 | N | IPP Non-CHP | DFO | petroleum | TRUE
3152 | Petroleum Liquids | IC | 5 | N | IPP Non-CHP | DFO | petroleum | TRUE
3153 | Conventional Hydroelectric | HY | 22 | N | IPP Non-CHP | WAT | hydro | TRUE
3153 | Conventional Hydroelectric | HY | 22 | N | IPP Non-CHP | WAT | hydro | TRUE
3154 | Petroleum Liquids | GT | 14 | N | IPP Non-CHP | DFO | petroleum | TRUE
3154 | Petroleum Liquids | GT | 14 | N | IPP Non-CHP | DFO | petroleum | TRUE
3155 | Petroleum Liquids | GT | 13.7 | N | IPP Non-CHP | DFO | petroleum | TRUE
3155 | Petroleum Liquids | GT | 13.7 | N | IPP Non-CHP | DFO | petroleum | TRUE
3157 | Petroleum Liquids | GT | 13 | N | IPP Non-CHP | DFO | petroleum | TRUE
3157 | Petroleum Liquids | GT | 13 | N | IPP Non-CHP | DFO | petroleum | TRUE
3157 | Petroleum Liquids | GT | 13 | N | IPP Non-CHP | DFO | petroleum | TRUE
3160 | Petroleum Liquids | GT | 13 | N | IPP Non-CHP | DFO | petroleum | TRUE
3160 | Petroleum Liquids | GT | 13 | N | IPP Non-CHP | DFO | petroleum | TRUE
3160 | Petroleum Liquids | GT | 13 | N | IPP Non-CHP | DFO | petroleum | TRUE
3160 | Petroleum Liquids | GT | 17 | N | IPP Non-CHP | DFO | petroleum | TRUE
3161 | Petroleum Liquids | GT | 13 | N | IPP Non-CHP | DFO | petroleum | TRUE
3161 | Petroleum Liquids | GT | 13 | N | IPP Non-CHP | DFO | petroleum | TRUE
3161 | Natural Gas Steam Turbine | ST | 380 | N | IPP Non-CHP | NG | natural gas peaker | TRUE
3161 | Petroleum Liquids | GT | 17 | N | IPP Non-CHP | DFO | petroleum | TRUE
3161 | Natural Gas Steam Turbine | ST | 380 | N | IPP Non-CHP | NG | natural gas peaker | TRUE
3161 | Petroleum Liquids | GT | 17 | N | IPP Non-CHP | DFO | petroleum | TRUE
3162 | Petroleum Liquids | GT | 17 | N | IPP Non-CHP | DFO | petroleum | TRUE
3162 | Petroleum Liquids | GT | 17 | N | IPP Non-CHP | DFO | petroleum | TRUE
3162 | Petroleum Liquids | GT | 17 | N | IPP Non-CHP | DFO | petroleum | TRUE
3163 | Petroleum Liquids | GT | 17 | N | IPP Non-CHP | DFO | petroleum | TRUE
3163 | Petroleum Liquids | GT | 17 | N | IPP Non-CHP | DFO | petroleum | TRUE
3163 | Petroleum Liquids | GT | 17 | N | IPP Non-CHP | DFO | petroleum | TRUE
3164 | Hydroelectric Pumped Storage | PS | 134 | N | IPP Non-CHP | WAT | hydro | TRUE
3164 | Hydroelectric Pumped Storage | PS | 133 | N | IPP Non-CHP | WAT | hydro | TRUE
3164 | Hydroelectric Pumped Storage | PS | 134 | N | IPP Non-CHP | WAT | hydro | TRUE
3164 | Hydroelectric Pumped Storage | PS | 134 | N | IPP Non-CHP | WAT | hydro | TRUE
3164 | Hydroelectric Pumped Storage | PS | 134 | N | IPP Non-CHP | WAT | hydro | TRUE
3164 | Hydroelectric Pumped Storage | PS | 133 | N | IPP Non-CHP | WAT | hydro | TRUE
3164 | Hydroelectric Pumped Storage | PS | 134 | N | IPP Non-CHP | WAT | hydro | TRUE
3164 | Hydroelectric Pumped Storage | PS | 134 | N | IPP Non-CHP | WAT | hydro | TRUE
3166 | Nuclear | ST | 1223.7 | N | IPP Non-CHP | NUC | nuclear | TRUE
3166 | Nuclear | ST | 1122.7 | N | IPP Non-CHP | NUC | nuclear | TRUE
3168 | Petroleum Liquids | GT | 49 | N | IPP Non-CHP | DFO | petroleum | TRUE
3168 | Petroleum Liquids | GT | 49 | N | IPP Non-CHP | DFO | petroleum | TRUE
3169 | Petroleum Liquids | GT | 13 | N | IPP Non-CHP | DFO | petroleum | TRUE
3169 | Petroleum Liquids | GT | 17 | N | IPP Non-CHP | DFO | petroleum | TRUE
3170 | Petroleum Liquids | GT | 13 | N | IPP Non-CHP | DFO | petroleum | TRUE
3170 | Petroleum Liquids | GT | 13 | N | IPP Non-CHP | DFO | petroleum | TRUE
3170 | Petroleum Liquids | GT | 13 | N | IPP Non-CHP | DFO | petroleum | TRUE
3170 | Petroleum Liquids | GT | 13 | N | IPP Non-CHP | DFO | petroleum | TRUE
3175 | Conventional Hydroelectric | HY | 33 | N | IPP Non-CHP | WAT | hydro | TRUE
3175 | Conventional Hydroelectric | HY | 37.5 | N | IPP Non-CHP | WAT | hydro | TRUE
3175 | Conventional Hydroelectric | HY | 37.5 | N | IPP Non-CHP | WAT | hydro | TRUE
3175 | Conventional Hydroelectric | HY | 37.5 | N | IPP Non-CHP | WAT | hydro | TRUE
3175 | Conventional Hydroelectric | HY | 33 | N | IPP Non-CHP | WAT | hydro | TRUE
3175 | Conventional Hydroelectric | HY | 32 | N | IPP Non-CHP | WAT | hydro | TRUE
3175 | Conventional Hydroelectric | HY | 32 | N | IPP Non-CHP | WAT | hydro | TRUE
3175 | Conventional Hydroelectric | HY | 2 | N | IPP Non-CHP | WAT | hydro | TRUE
3175 | Conventional Hydroelectric | HY | 2 | N | IPP Non-CHP | WAT | hydro | TRUE
3175 | Conventional Hydroelectric | HY | 32 | N | IPP Non-CHP | WAT | hydro | TRUE
3175 | Conventional Hydroelectric | HY | 32 | N | IPP Non-CHP | WAT | hydro | TRUE
3175 | Conventional Hydroelectric | HY | 32 | N | IPP Non-CHP | WAT | hydro | TRUE
3175 | Conventional Hydroelectric | HY | 37.5 | N | IPP Non-CHP | WAT | hydro | TRUE
3175 | Conventional Hydroelectric | HY | 37.5 | N | IPP Non-CHP | WAT | hydro | TRUE
3176 | Natural Gas Fired Combined Cycle | CA | 30.1 | N | IPP Non-CHP | NG | natural gas nonpeaker | TRUE
3176 | Natural Gas Fired Combined Cycle | CT | 48.7 | N | IPP Non-CHP | NG | natural gas nonpeaker | TRUE
3176 | Natural Gas Fired Combined Cycle | CT | 48.4 | N | IPP Non-CHP | NG | natural gas nonpeaker | TRUE
3236 | Natural Gas Fired Combined Cycle | CT | 110.1 | N | IPP Non-CHP | NG | natural gas nonpeaker | TRUE
3236 | Natural Gas Fired Combined Cycle | CT | 110.2 | N | IPP Non-CHP | NG | natural gas nonpeaker | TRUE
3236 | Natural Gas Fired Combined Cycle | CA | 46.9 | N | IPP Non-CHP | NG | natural gas nonpeaker | TRUE
3236 | Natural Gas Fired Combined Cycle | CA | 46.8 | N | IPP Non-CHP | NG | natural gas nonpeaker | TRUE
3236 | Natural Gas Fired Combined Cycle | CT | 107.1 | N | IPP Non-CHP | NG | natural gas nonpeaker | TRUE
3236 | Natural Gas Fired Combined Cycle | CA | 54.4 | N | IPP Non-CHP | NG | natural gas nonpeaker | TRUE
3250 | Natural Gas Fired Combustion Turbine | GT | 52 | N | Electric Utility | NG | natural gas peaker | TRUE
3250 | Petroleum Liquids | GT | 51 | N | Electric Utility | DFO | petroleum | TRUE
3250 | Natural Gas Fired Combustion Turbine | GT | 118 | N | Electric Utility | NG | natural gas peaker | TRUE
3250 | Natural Gas Fired Combustion Turbine | GT | 116 | N | Electric Utility | NG | natural gas peaker | TRUE
3250 | Petroleum Liquids | GT | 48 | N | Electric Utility | DFO | petroleum | TRUE
3250 | Natural Gas Fired Combustion Turbine | GT | 52 | N | Electric Utility | NG | natural gas peaker | TRUE
3250 | Petroleum Liquids | GT | 50 | N | Electric Utility | DFO | petroleum | TRUE
3250 | Natural Gas Fired Combustion Turbine | GT | 52 | N | Electric Utility | NG | natural gas peaker | TRUE
3250 | Petroleum Liquids | GT | 45 | N | Electric Utility | DFO | petroleum | TRUE
3250 | Natural Gas Fired Combustion Turbine | GT | 51 | N | Electric Utility | NG | natural gas peaker | TRUE
3250 | Petroleum Liquids | GT | 48 | N | Electric Utility | DFO | petroleum | TRUE
3250 | Petroleum Liquids | GT | 52 | N | Electric Utility | DFO | petroleum | TRUE
3251 | Nuclear | ST | 741 | N | Electric Utility | NUC | nuclear | TRUE
3253 | Conventional Hydroelectric | HY | 0.7 | N | IPP Non-CHP | WAT | hydro | TRUE
3253 | Conventional Hydroelectric | HY | 0.7 | N | IPP Non-CHP | WAT | hydro | TRUE
3254 | Conventional Hydroelectric | HY | 2.3 | N | Electric Utility | WAT | hydro | TRUE
3254 | Conventional Hydroelectric | HY | 2.3 | N | Electric Utility | WAT | hydro | TRUE
3254 | Conventional Hydroelectric | HY | 2.3 | N | Electric Utility | WAT | hydro | TRUE
3255 | Conventional Hydroelectric | HY | 15 | N | Electric Utility | WAT | hydro | TRUE
3255 | Conventional Hydroelectric | HY | 15 | N | Electric Utility | WAT | hydro | TRUE
3255 | Conventional Hydroelectric | HY | 15 | N | Electric Utility | WAT | hydro | TRUE
3256 | Conventional Hydroelectric | HY | 14 | N | Electric Utility | WAT | hydro | TRUE
3256 | Conventional Hydroelectric | HY | 14 | N | Electric Utility | WAT | hydro | TRUE
3256 | Conventional Hydroelectric | HY | 14 | N | Electric Utility | WAT | hydro | TRUE
3257 | Conventional Hydroelectric | HY | 11 | N | Electric Utility | WAT | hydro | TRUE
3257 | Conventional Hydroelectric | HY | 9.5 | N | Electric Utility | WAT | hydro | TRUE
3257 | Conventional Hydroelectric | HY | 9.5 | N | Electric Utility | WAT | hydro | TRUE
3257 | Conventional Hydroelectric | HY | 11 | N | Electric Utility | WAT | hydro | TRUE
3257 | Conventional Hydroelectric | HY | 8 | N | Electric Utility | WAT | hydro | TRUE
3258 | Conventional Hydroelectric | HY | 1 | N | Electric Utility | WAT | hydro | TRUE
3258 | Conventional Hydroelectric | HY | 1 | N | Electric Utility | WAT | hydro | TRUE
3258 | Conventional Hydroelectric | HY | 1 | N | Electric Utility | WAT | hydro | TRUE
3258 | Conventional Hydroelectric | HY | 1.7 | N | Electric Utility | WAT | hydro | TRUE
3259 | Conventional Hydroelectric | HY | 3 | N | Electric Utility | WAT | hydro | TRUE
3259 | Conventional Hydroelectric | HY | 3 | N | Electric Utility | WAT | hydro | TRUE
3259 | Conventional Hydroelectric | HY | 3 | N | Electric Utility | WAT | hydro | TRUE
3259 | Conventional Hydroelectric | HY | 3 | N | Electric Utility | WAT | hydro | TRUE
3259 | Conventional Hydroelectric | HY | 3 | N | Electric Utility | WAT | hydro | TRUE
3259 | Conventional Hydroelectric | HY | 3 | N | Electric Utility | WAT | hydro | TRUE
3259 | Conventional Hydroelectric | HY | 3 | N | Electric Utility | WAT | hydro | TRUE
3259 | Conventional Hydroelectric | HY | 3 | N | Electric Utility | WAT | hydro | TRUE
3261 | Conventional Hydroelectric | HY | 1.2 | N | IPP Non-CHP | WAT | hydro | TRUE
3261 | Conventional Hydroelectric | HY | 1.2 | N | IPP Non-CHP | WAT | hydro | TRUE
3261 | Conventional Hydroelectric | HY | 1.2 | N | IPP Non-CHP | WAT | hydro | TRUE
3261 | Conventional Hydroelectric | HY | 1.2 | N | IPP Non-CHP | WAT | hydro | TRUE
3262 | Hydroelectric Pumped Storage | PS | 195 | N | Electric Utility | WAT | hydro | TRUE
3262 | Hydroelectric Pumped Storage | PS | 195 | N | Electric Utility | WAT | hydro | TRUE
3262 | Hydroelectric Pumped Storage | PS | 195 | N | Electric Utility | WAT | hydro | TRUE
3262 | Hydroelectric Pumped Storage | PS | 195 | N | Electric Utility | WAT | hydro | TRUE
3264 | Natural Gas Steam Turbine | ST | 170 | N | Electric Utility | NG | natural gas peaker | TRUE
3264 | Natural Gas Fired Combustion Turbine | GT | 41 | N | Electric Utility | NG | natural gas peaker | TRUE
3264 | Natural Gas Fired Combustion Turbine | GT | 41 | N | Electric Utility | NG | natural gas peaker | TRUE
3265 | Nuclear | ST | 847 | N | Electric Utility | NUC | nuclear | TRUE
3265 | Nuclear | ST | 848 | N | Electric Utility | NUC | nuclear | TRUE
3265 | Nuclear | ST | 859 | N | Electric Utility | NUC | nuclear | TRUE
3266 | Conventional Hydroelectric | HY | 2.9 | N | Electric Utility | WAT | hydro | TRUE
3266 | Conventional Hydroelectric | HY | 2.9 | N | Electric Utility | WAT | hydro | TRUE
3266 | Conventional Hydroelectric | HY | 2.9 | N | Electric Utility | WAT | hydro | TRUE
3266 | Conventional Hydroelectric | HY | 2.9 | N | Electric Utility | WAT | hydro | TRUE
3266 | Conventional Hydroelectric | HY | 4.8 | N | Electric Utility | WAT | hydro | TRUE
3266 | Conventional Hydroelectric | HY | 4.8 | N | Electric Utility | WAT | hydro | TRUE
3266 | Conventional Hydroelectric | HY | 2.9 | N | Electric Utility | WAT | hydro | TRUE
3266 | Conventional Hydroelectric | HY | 2.9 | N | Electric Utility | WAT | hydro | TRUE
3267 | Conventional Hydroelectric | HY | 0.6 | N | IPP Non-CHP | WAT | hydro | TRUE
3267 | Conventional Hydroelectric | HY | 0.6 | N | IPP Non-CHP | WAT | hydro | TRUE
3267 | Conventional Hydroelectric | HY | 0.6 | N | IPP Non-CHP | WAT | hydro | TRUE
3267 | Conventional Hydroelectric | HY | 0.6 | N | IPP Non-CHP | WAT | hydro | TRUE
3270 | Conventional Hydroelectric | HY | 17 | N | Electric Utility | WAT | hydro | TRUE
3270 | Conventional Hydroelectric | HY | 17 | N | Electric Utility | WAT | hydro | TRUE
3270 | Conventional Hydroelectric | HY | 17 | N | Electric Utility | WAT | hydro | TRUE
3270 | Conventional Hydroelectric | HY | 17 | N | Electric Utility | WAT | hydro | TRUE
3270 | Conventional Hydroelectric | HY | 17 | N | Electric Utility | WAT | hydro | TRUE
3271 | Conventional Hydroelectric | HY | 18 | N | Electric Utility | WAT | hydro | TRUE
3271 | Conventional Hydroelectric | HY | 18 | N | Electric Utility | WAT | hydro | TRUE
3271 | Conventional Hydroelectric | HY | 18 | N | Electric Utility | WAT | hydro | TRUE
3271 | Conventional Hydroelectric | HY | 18 | N | Electric Utility | WAT | hydro | TRUE
3272 | Conventional Hydroelectric | HY | 2.4 | N | Electric Utility | WAT | hydro | TRUE
3272 | Conventional Hydroelectric | HY | 2.4 | N | Electric Utility | WAT | hydro | TRUE
3272 | Conventional Hydroelectric | HY | 2.4 | N | Electric Utility | WAT | hydro | TRUE
3272 | Conventional Hydroelectric | HY | 2.4 | N | Electric Utility | WAT | hydro | TRUE
3272 | Conventional Hydroelectric | HY | 2.4 | N | Electric Utility | WAT | hydro | TRUE
3272 | Conventional Hydroelectric | HY | 2.4 | N | Electric Utility | WAT | hydro | TRUE
3275 | Conventional Hydroelectric | HY | 4.2 | N | Electric Utility | WAT | hydro | TRUE
3275 | Conventional Hydroelectric | HY | 4.2 | N | Electric Utility | WAT | hydro | TRUE
3275 | Conventional Hydroelectric | HY | 4.2 | N | Electric Utility | WAT | hydro | TRUE
3275 | Conventional Hydroelectric | HY | 4.2 | N | Electric Utility | WAT | hydro | TRUE
3275 | Conventional Hydroelectric | HY | 1.2 | N | Electric Utility | WAT | hydro | TRUE
3281 | Natural Gas Fired Combustion Turbine | GT | 14 | N | Electric Utility | NG | natural gas peaker | TRUE
3281 | Natural Gas Fired Combustion Turbine | GT | 14 | N | Electric Utility | NG | natural gas peaker | TRUE
3283 | Conventional Hydroelectric | HY | 1.3 | N | Electric Utility | WAT | hydro | TRUE
3283 | Conventional Hydroelectric | HY | 1.7 | N | Electric Utility | WAT | hydro | TRUE
3283 | Conventional Hydroelectric | HY | 1.3 | N | Electric Utility | WAT | hydro | TRUE
3283 | Conventional Hydroelectric | HY | 1.3 | N | Electric Utility | WAT | hydro | TRUE
3283 | Conventional Hydroelectric | HY | 1.7 | N | Electric Utility | WAT | hydro | TRUE
3283 | Conventional Hydroelectric | HY | 1.3 | N | Electric Utility | WAT | hydro | TRUE
3283 | Conventional Hydroelectric | HY | 1.3 | N | Electric Utility | WAT | hydro | TRUE
3285 | Natural Gas Fired Combustion Turbine | GT | 86 | N | Electric Utility | NG | natural gas peaker | TRUE
3285 | Natural Gas Fired Combustion Turbine | GT | 20 | N | Electric Utility | NG | natural gas peaker | TRUE
3285 | Natural Gas Fired Combustion Turbine | GT | 20 | N | Electric Utility | NG | natural gas peaker | TRUE
3286 | Petroleum Liquids | GT | 9 | N | Electric Utility | DFO | petroleum | TRUE
3287 | Conventional Steam Coal | ST | 125 | N | Electric Utility | BIT | hard coal | TRUE
3287 | Conventional Steam Coal | ST | 125 | N | Electric Utility | BIT | hard coal | TRUE
3289 | Conventional Hydroelectric | HY | 1.3 | N | Electric Utility | WAT | hydro | TRUE
3289 | Conventional Hydroelectric | HY | 1.3 | N | Electric Utility | WAT | hydro | TRUE
3289 | Conventional Hydroelectric | HY | 1.3 | N | Electric Utility | WAT | hydro | TRUE
3289 | Conventional Hydroelectric | HY | 1.3 | N | Electric Utility | WAT | hydro | TRUE
3290 | Conventional Hydroelectric | HY | 2.5 | N | Electric Utility | WAT | hydro | TRUE
3290 | Conventional Hydroelectric | HY | 2.5 | N | Electric Utility | WAT | hydro | TRUE
3290 | Conventional Hydroelectric | HY | 2.5 | N | Electric Utility | WAT | hydro | TRUE
3290 | Conventional Hydroelectric | HY | 2.5 | N | Electric Utility | WAT | hydro | TRUE
3290 | Conventional Hydroelectric | HY | 2.5 | N | Electric Utility | WAT | hydro | TRUE
3290 | Conventional Hydroelectric | HY | 2.5 | N | Electric Utility | WAT | hydro | TRUE
3291 | Natural Gas Fired Combustion Turbine | GT | 15.5 | N | Electric Utility | NG | natural gas peaker | TRUE
3291 | Natural Gas Fired Combustion Turbine | GT | 15.5 | N | Electric Utility | NG | natural gas peaker | TRUE
3291 | Natural Gas Fired Combustion Turbine | GT | 19 | N | Electric Utility | NG | natural gas peaker | TRUE
3291 | Natural Gas Fired Combustion Turbine | GT | 19 | N | Electric Utility | NG | natural gas peaker | TRUE
3293 | Conventional Hydroelectric | HY | 32.5 | N | Electric Utility | WAT | hydro | TRUE
3293 | Conventional Hydroelectric | HY | 32.5 | N | Electric Utility | WAT | hydro | TRUE
3293 | Conventional Hydroelectric | HY | 35 | N | Electric Utility | WAT | hydro | TRUE
3293 | Conventional Hydroelectric | HY | 32.5 | N | Electric Utility | WAT | hydro | TRUE
3293 | Conventional Hydroelectric | HY | 66 | N | Electric Utility | WAT | hydro | TRUE
3295 | Natural Gas Fired Combined Cycle | CA | 64 | N | Electric Utility | NG | natural gas nonpeaker | TRUE
3295 | Natural Gas Fired Combined Cycle | CA | 64 | N | Electric Utility | NG | natural gas nonpeaker | TRUE
3295 | Natural Gas Steam Turbine | ST | 95 | N | Electric Utility | NG | natural gas peaker | TRUE
3295 | Natural Gas Fired Combined Cycle | CT | 162 | N | Electric Utility | NG | natural gas nonpeaker | TRUE
3295 | Natural Gas Fired Combined Cycle | CT | 168 | N | Electric Utility | NG | natural gas nonpeaker | TRUE
3295 | Natural Gas Fired Combustion Turbine | GT | 15 | N | Electric Utility | NG | natural gas peaker | TRUE
3295 | Natural Gas Fired Combustion Turbine | GT | 14 | N | Electric Utility | NG | natural gas peaker | TRUE
3295 | Natural Gas Fired Combustion Turbine | GT | 11 | N | Electric Utility | NG | natural gas peaker | TRUE
3295 | Natural Gas Fired Combustion Turbine | GT | 47 | N | Electric Utility | NG | natural gas peaker | TRUE
3297 | Conventional Steam Coal | ST | 342 | N | Electric Utility | BIT | hard coal | TRUE
3297 | Conventional Steam Coal | ST | 342 | N | Electric Utility | BIT | hard coal | TRUE
3298 | Natural Gas Fired Combustion Turbine | GT | 20 | N | Electric Utility | NG | natural gas peaker | TRUE
3298 | Natural Gas Fired Combustion Turbine | GT | 20 | N | Electric Utility | NG | natural gas peaker | TRUE
3298 | Conventional Steam Coal | ST | 605 | N | Electric Utility | BIT | hard coal | TRUE
3305 | Conventional Hydroelectric | HY | 1.8 | N | Electric Utility | WAT | hydro | TRUE
3305 | Conventional Hydroelectric | HY | 0.8 | N | Electric Utility | WAT | hydro | TRUE
3305 | Petroleum Liquids | IC | 1 | N | Electric Utility | DFO | petroleum | TRUE
3318 | Petroleum Liquids | GT | 19 | N | Electric Utility | DFO | petroleum | TRUE
3318 | Petroleum Liquids | GT | 19 | N | Electric Utility | DFO | petroleum | TRUE
3318 | Petroleum Liquids | GT | 52 | N | Electric Utility | DFO | petroleum | TRUE
3319 | Conventional Hydroelectric | HY | 29 | N | Electric Utility | WAT | hydro | TRUE
3319 | Conventional Hydroelectric | HY | 29 | N | Electric Utility | WAT | hydro | TRUE
3319 | Conventional Hydroelectric | HY | 29 | N | Electric Utility | WAT | hydro | TRUE
3319 | Conventional Hydroelectric | HY | 29 | N | Electric Utility | WAT | hydro | TRUE
3319 | Conventional Hydroelectric | HY | 11 | N | Electric Utility | WAT | hydro | TRUE
3320 | Petroleum Liquids | GT | 8 | N | Electric Utility | DFO | petroleum | TRUE
3320 | Petroleum Liquids | GT | 8 | N | Electric Utility | DFO | petroleum | TRUE
3320 | Petroleum Liquids | GT | 19 | N | Electric Utility | DFO | petroleum | TRUE
3320 | Petroleum Liquids | GT | 19 | N | Electric Utility | DFO | petroleum | TRUE
3320 | Petroleum Liquids | GT | 21 | N | Electric Utility | DFO | petroleum | TRUE
3321 | Conventional Hydroelectric | HY | 2 | N | Electric Utility | WAT | hydro | TRUE
3323 | Conventional Hydroelectric | HY | 48 | N | Electric Utility | WAT | hydro | TRUE
3323 | Conventional Hydroelectric | HY | 48 | N | Electric Utility | WAT | hydro | TRUE
3323 | Conventional Hydroelectric | HY | 48 | N | Electric Utility | WAT | hydro | TRUE
3323 | Conventional Hydroelectric | HY | 48 | N | Electric Utility | WAT | hydro | TRUE
3323 | Conventional Hydroelectric | HY | 48 | N | Electric Utility | WAT | hydro | TRUE
3323 | Conventional Hydroelectric | HY | 48 | N | Electric Utility | WAT | hydro | TRUE
3323 | Conventional Hydroelectric | HY | 48 | N | Electric Utility | WAT | hydro | TRUE
3325 | Petroleum Liquids | IC | 2 | N | Electric Utility | DFO | petroleum | TRUE
3325 | Petroleum Liquids | IC | 2 | N | Electric Utility | DFO | petroleum | TRUE
3325 | Petroleum Liquids | IC | 2 | N | Electric Utility | DFO | petroleum | TRUE
3325 | Petroleum Liquids | IC | 2 | N | Electric Utility | DFO | petroleum | TRUE
3325 | Petroleum Liquids | IC | 2 | N | Electric Utility | DFO | petroleum | TRUE
3325 | Natural Gas Fired Combustion Turbine | GT | 17 | N | Electric Utility | NG | natural gas peaker | TRUE
3325 | Natural Gas Fired Combustion Turbine | GT | 17 | N | Electric Utility | NG | natural gas peaker | TRUE
3325 | Natural Gas Fired Combustion Turbine | GT | 17 | N | Electric Utility | NG | natural gas peaker | TRUE
3325 | Natural Gas Fired Combustion Turbine | GT | 17 | N | Electric Utility | NG | natural gas peaker | TRUE
3338 | Natural Gas Fired Combustion Turbine | GT | 52 | N | Electric Utility | NG | natural gas peaker | TRUE
3338 | Petroleum Liquids | GT | 20.5 | N | Electric Utility | DFO | petroleum | TRUE
3341 | Petroleum Liquids | IC | 2.6 | N | Electric Utility | DFO | petroleum | TRUE
3342 | Petroleum Liquids | IC | 2.5 | N | Electric Utility | DFO | petroleum | TRUE
3344 | Natural Gas Fired Combustion Turbine | GT | 11 | N | Electric Utility | NG | natural gas peaker | TRUE
3344 | Natural Gas Fired Combustion Turbine | GT | 43.7 | N | Electric Utility | NG | natural gas peaker | TRUE
3346 | Petroleum Liquids | IC | 1.8 | N | Electric Utility | DFO | petroleum | TRUE
3346 | Petroleum Liquids | IC | 2 | N | Electric Utility | DFO | petroleum | TRUE
3352 | Petroleum Liquids | GT | 22.1 | N | Electric Utility | DFO | petroleum | TRUE
3356 | Conventional Hydroelectric | HY | 102 | N | Electric Utility | WAT | hydro | TRUE
3356 | Conventional Hydroelectric | HY | 102 | N | Electric Utility | WAT | hydro | TRUE
3356 | Conventional Hydroelectric | HY | 102 | N | Electric Utility | WAT | hydro | TRUE
3356 | Conventional Hydroelectric | HY | 102 | N | Electric Utility | WAT | hydro | TRUE
3356 | Conventional Hydroelectric | HY | 102 | N | Electric Utility | WAT | hydro | TRUE
3356 | Conventional Hydroelectric | HY | 102 | N | Electric Utility | WAT | hydro | TRUE
3356 | Conventional Hydroelectric | HY | 102 | N | Electric Utility | WAT | hydro | TRUE
3373 | Conventional Hydroelectric | HY | 45 | N | Electric Utility | WAT | hydro | TRUE
3373 | Conventional Hydroelectric | HY | 45 | N | Electric Utility | WAT | hydro | TRUE
3373 | Conventional Hydroelectric | HY | 45 | N | Electric Utility | WAT | hydro | TRUE
3373 | Conventional Hydroelectric | HY | 45 | N | Electric Utility | WAT | hydro | TRUE
3373 | Conventional Hydroelectric | HY | 45 | N | Electric Utility | WAT | hydro | TRUE
3373 | Conventional Hydroelectric | HY | 45 | N | Electric Utility | WAT | hydro | TRUE
3373 | Conventional Hydroelectric | HY | 45 | N | Electric Utility | WAT | hydro | TRUE
3373 | Conventional Hydroelectric | HY | 45 | N | Electric Utility | WAT | hydro | TRUE
3375 | Conventional Hydroelectric | HY | 65 | N | Electric Utility | WAT | hydro | TRUE
3375 | Conventional Hydroelectric | HY | 65 | N | Electric Utility | WAT | hydro | TRUE
3375 | Conventional Hydroelectric | HY | 65 | N | Electric Utility | WAT | hydro | TRUE
3375 | Conventional Hydroelectric | HY | 65 | N | Electric Utility | WAT | hydro | TRUE
3375 | Conventional Hydroelectric | HY | 65 | N | Electric Utility | WAT | hydro | TRUE
3375 | Conventional Hydroelectric | HY | 65 | N | Electric Utility | WAT | hydro | TRUE
3375 | Conventional Hydroelectric | HY | 65 | N | Electric Utility | WAT | hydro | TRUE
3375 | Conventional Hydroelectric | HY | 65 | N | Electric Utility | WAT | hydro | TRUE
3393 | Conventional Steam Coal | ST | 247 | N | Electric Utility | SUB | hard coal | TRUE
3393 | Conventional Steam Coal | ST | 247 | N | Electric Utility | SUB | hard coal | TRUE
3393 | Conventional Steam Coal | ST | 247 | N | Electric Utility | SUB | hard coal | TRUE
3393 | Natural Gas Fired Combustion Turbine | GT | 15.1 | N | Electric Utility | NG | natural gas peaker | TRUE
3393 | Natural Gas Fired Combustion Turbine | GT | 15.1 | N | Electric Utility | NG | natural gas peaker | TRUE
3393 | Natural Gas Fired Combustion Turbine | GT | 15.1 | N | Electric Utility | NG | natural gas peaker | TRUE
3393 | Natural Gas Fired Combustion Turbine | GT | 15.1 | N | Electric Utility | NG | natural gas peaker | TRUE
3393 | Natural Gas Fired Combustion Turbine | GT | 15.1 | N | Electric Utility | NG | natural gas peaker | TRUE
3393 | Natural Gas Fired Combustion Turbine | GT | 15.1 | N | Electric Utility | NG | natural gas peaker | TRUE
3393 | Natural Gas Fired Combustion Turbine | GT | 15.1 | N | Electric Utility | NG | natural gas peaker | TRUE
3393 | Natural Gas Fired Combustion Turbine | GT | 46.4 | N | Electric Utility | NG | natural gas peaker | TRUE
3393 | Natural Gas Fired Combustion Turbine | GT | 46.4 | N | Electric Utility | NG | natural gas peaker | TRUE
3393 | Natural Gas Fired Combustion Turbine | GT | 46.4 | N | Electric Utility | NG | natural gas peaker | TRUE
3393 | Natural Gas Fired Combustion Turbine | GT | 46.4 | N | Electric Utility | NG | natural gas peaker | TRUE
3393 | Natural Gas Fired Combustion Turbine | GT | 15.1 | N | Electric Utility | NG | natural gas peaker | TRUE
3393 | Natural Gas Fired Combustion Turbine | GT | 15.1 | N | Electric Utility | NG | natural gas peaker | TRUE
3393 | Natural Gas Fired Combustion Turbine | GT | 15.1 | N | Electric Utility | NG | natural gas peaker | TRUE
3393 | Natural Gas Fired Combustion Turbine | GT | 15.1 | N | Electric Utility | NG | natural gas peaker | TRUE
3393 | Natural Gas Fired Combustion Turbine | GT | 15.1 | N | Electric Utility | NG | natural gas peaker | TRUE
3393 | Natural Gas Fired Combustion Turbine | GT | 15.1 | N | Electric Utility | NG | natural gas peaker | TRUE
3393 | Natural Gas Fired Combustion Turbine | GT | 15.1 | N | Electric Utility | NG | natural gas peaker | TRUE
3393 | Natural Gas Fired Combustion Turbine | GT | 15.1 | N | Electric Utility | NG | natural gas peaker | TRUE
3393 | Natural Gas Fired Combustion Turbine | GT | 15.1 | N | Electric Utility | NG | natural gas peaker | TRUE
3394 | Conventional Hydroelectric | HY | 41.2 | N | Electric Utility | WAT | hydro | TRUE
3394 | Conventional Hydroelectric | HY | 41.2 | N | Electric Utility | WAT | hydro | TRUE
3395 | Conventional Hydroelectric | HY | 37.8 | N | Electric Utility | WAT | hydro | TRUE
3395 | Conventional Hydroelectric | HY | 37.8 | N | Electric Utility | WAT | hydro | TRUE
3395 | Conventional Hydroelectric | HY | 37.8 | N | Electric Utility | WAT | hydro | TRUE
3396 | Conventional Steam Coal | ST | 870 | N | Electric Utility | BIT | hard coal | TRUE
3397 | Conventional Hydroelectric | HY | 37 | N | Electric Utility | WAT | hydro | TRUE
3397 | Conventional Hydroelectric | HY | 39.8 | N | Electric Utility | WAT | hydro | TRUE
3397 | Conventional Hydroelectric | HY | 39.8 | N | Electric Utility | WAT | hydro | TRUE
3397 | Conventional Hydroelectric | HY | 25 | N | Electric Utility | WAT | hydro | TRUE
3398 | Conventional Hydroelectric | HY | 35.4 | N | Electric Utility | WAT | hydro | TRUE
3398 | Conventional Hydroelectric | HY | 35.4 | N | Electric Utility | WAT | hydro | TRUE
3398 | Conventional Hydroelectric | HY | 35.4 | N | Electric Utility | WAT | hydro | TRUE
3398 | Conventional Hydroelectric | HY | 35.4 | N | Electric Utility | WAT | hydro | TRUE
3399 | Conventional Steam Coal | ST | 1239 | N | Electric Utility | BIT | hard coal | TRUE
3399 | Conventional Steam Coal | ST | 1231 | N | Electric Utility | BIT | hard coal | TRUE
3400 | Conventional Hydroelectric | HY | 44.2 | N | Electric Utility | WAT | hydro | TRUE
3400 | Conventional Hydroelectric | HY | 44.7 | N | Electric Utility | WAT | hydro | TRUE
3400 | Conventional Hydroelectric | HY | 44.5 | N | Electric Utility | WAT | hydro | TRUE
3400 | Conventional Hydroelectric | HY | 44.5 | N | Electric Utility | WAT | hydro | TRUE
3401 | Conventional Hydroelectric | HY | 20.4 | N | Electric Utility | WAT | hydro | TRUE
3401 | Conventional Hydroelectric | HY | 20.3 | N | Electric Utility | WAT | hydro | TRUE
3402 | Conventional Hydroelectric | HY | 39.9 | N | Electric Utility | WAT | hydro | TRUE
3402 | Conventional Hydroelectric | HY | 37.7 | N | Electric Utility | WAT | hydro | TRUE
3402 | Conventional Hydroelectric | HY | 45.3 | N | Electric Utility | WAT | hydro | TRUE
3402 | Conventional Hydroelectric | HY | 45.3 | N | Electric Utility | WAT | hydro | TRUE
3403 | Conventional Steam Coal | ST | 225 | N | Electric Utility | SUB | hard coal | TRUE
3403 | Conventional Steam Coal | ST | 225 | N | Electric Utility | SUB | hard coal | TRUE
3403 | Conventional Steam Coal | ST | 263 | N | Electric Utility | SUB | hard coal | TRUE
3403 | Conventional Steam Coal | ST | 263 | N | Electric Utility | SUB | hard coal | TRUE
3403 | Natural Gas Fired Combustion Turbine | GT | 71.5 | N | Electric Utility | NG | natural gas peaker | TRUE
3403 | Natural Gas Fired Combustion Turbine | GT | 71.5 | N | Electric Utility | NG | natural gas peaker | TRUE
3403 | Natural Gas Fired Combustion Turbine | GT | 71.5 | N | Electric Utility | NG | natural gas peaker | TRUE
3403 | Natural Gas Fired Combustion Turbine | GT | 71.5 | N | Electric Utility | NG | natural gas peaker | TRUE
3403 | Natural Gas Fired Combustion Turbine | GT | 73.4 | N | Electric Utility | NG | natural gas peaker | TRUE
3403 | Natural Gas Fired Combustion Turbine | GT | 73.4 | N | Electric Utility | NG | natural gas peaker | TRUE
3403 | Natural Gas Fired Combustion Turbine | GT | 73.4 | N | Electric Utility | NG | natural gas peaker | TRUE
3403 | Natural Gas Fired Combustion Turbine | GT | 73.4 | N | Electric Utility | NG | natural gas peaker | TRUE
3404 | Conventional Hydroelectric | HY | 15.9 | N | Electric Utility | WAT | hydro | TRUE
3404 | Conventional Hydroelectric | HY | 19.5 | N | Electric Utility | WAT | hydro | TRUE
3405 | Natural Gas Fired Combined Cycle | CT | 165 | N | Electric Utility | NG | natural gas nonpeaker | TRUE
3405 | Natural Gas Fired Combined Cycle | CT | 165 | N | Electric Utility | NG | natural gas nonpeaker | TRUE
3405 | Natural Gas Fired Combined Cycle | CT | 165 | N | Electric Utility | NG | natural gas nonpeaker | TRUE
3405 | Natural Gas Fired Combined Cycle | CA | 383 | N | Electric Utility | NG | natural gas nonpeaker | TRUE
3406 | Conventional Steam Coal | ST | 107 | Y | Electric Utility | SUB | hard coal | TRUE
3406 | Conventional Steam Coal | ST | 107 | Y | Electric Utility | SUB | hard coal | TRUE
3406 | Conventional Steam Coal | ST | 107 | Y | Electric Utility | SUB | hard coal | TRUE
3406 | Conventional Steam Coal | ST | 107 | Y | Electric Utility | SUB | hard coal | TRUE
3406 | Natural Gas Fired Combustion Turbine | GT | 47.1 | N | Electric Utility | NG | natural gas peaker | TRUE
3406 | Natural Gas Fired Combustion Turbine | GT | 47.1 | N | Electric Utility | NG | natural gas peaker | TRUE
3406 | Natural Gas Fired Combustion Turbine | GT | 47.1 | N | Electric Utility | NG | natural gas peaker | TRUE
3406 | Natural Gas Fired Combustion Turbine | GT | 47.1 | N | Electric Utility | NG | natural gas peaker | TRUE
3406 | Natural Gas Fired Combustion Turbine | GT | 47.1 | N | Electric Utility | NG | natural gas peaker | TRUE
3406 | Natural Gas Fired Combustion Turbine | GT | 47.1 | N | Electric Utility | NG | natural gas peaker | TRUE
3406 | Natural Gas Fired Combustion Turbine | GT | 47.1 | N | Electric Utility | NG | natural gas peaker | TRUE
3406 | Natural Gas Fired Combustion Turbine | GT | 72.8 | N | Electric Utility | NG | natural gas peaker | TRUE
3406 | Natural Gas Fired Combustion Turbine | GT | 72.8 | N | Electric Utility | NG | natural gas peaker | TRUE
3406 | Natural Gas Fired Combustion Turbine | GT | 72.8 | N | Electric Utility | NG | natural gas peaker | TRUE
3406 | Natural Gas Fired Combustion Turbine | GT | 72.8 | N | Electric Utility | NG | natural gas peaker | TRUE
3406 | Natural Gas Fired Combustion Turbine | GT | 47.1 | N | Electric Utility | NG | natural gas peaker | TRUE
3406 | Natural Gas Fired Combustion Turbine | GT | 47.1 | N | Electric Utility | NG | natural gas peaker | TRUE
3406 | Natural Gas Fired Combustion Turbine | GT | 47.1 | N | Electric Utility | NG | natural gas peaker | TRUE
3406 | Natural Gas Fired Combustion Turbine | GT | 47.1 | N | Electric Utility | NG | natural gas peaker | TRUE
3406 | Natural Gas Fired Combustion Turbine | GT | 47.1 | N | Electric Utility | NG | natural gas peaker | TRUE
3406 | Natural Gas Fired Combustion Turbine | GT | 47.1 | N | Electric Utility | NG | natural gas peaker | TRUE
3406 | Natural Gas Fired Combustion Turbine | GT | 47.1 | N | Electric Utility | NG | natural gas peaker | TRUE
3406 | Natural Gas Fired Combustion Turbine | GT | 47.1 | N | Electric Utility | NG | natural gas peaker | TRUE
3406 | Natural Gas Fired Combustion Turbine | GT | 47.1 | N | Electric Utility | NG | natural gas peaker | TRUE
3407 | Conventional Steam Coal | ST | 132 | N | Electric Utility | SUB | hard coal | TRUE
3407 | Conventional Steam Coal | ST | 132 | N | Electric Utility | SUB | hard coal | TRUE
3407 | Conventional Steam Coal | ST | 132 | N | Electric Utility | SUB | hard coal | TRUE
3407 | Conventional Steam Coal | ST | 132 | N | Electric Utility | SUB | hard coal | TRUE
3407 | Conventional Steam Coal | ST | 174 | N | Electric Utility | SUB | hard coal | TRUE
3407 | Conventional Steam Coal | ST | 174 | N | Electric Utility | SUB | hard coal | TRUE
3407 | Conventional Steam Coal | ST | 174 | N | Electric Utility | SUB | hard coal | TRUE
3407 | Conventional Steam Coal | ST | 174 | N | Electric Utility | SUB | hard coal | TRUE
3407 | Conventional Steam Coal | ST | 174 | N | Electric Utility | SUB | hard coal | TRUE
3408 | Conventional Hydroelectric | HY | 39.5 | N | Electric Utility | WAT | hydro | TRUE
3408 | Conventional Hydroelectric | HY | 39.7 | N | Electric Utility | WAT | hydro | TRUE
3409 | Conventional Hydroelectric | HY | 28.3 | N | Electric Utility | WAT | hydro | TRUE
3409 | Conventional Hydroelectric | HY | 27.3 | N | Electric Utility | WAT | hydro | TRUE
3409 | Conventional Hydroelectric | HY | 25 | N | Electric Utility | WAT | hydro | TRUE
3409 | Conventional Hydroelectric | HY | 25 | N | Electric Utility | WAT | hydro | TRUE
3411 | Conventional Hydroelectric | HY | 63.5 | N | Electric Utility | WAT | hydro | TRUE
3411 | Conventional Hydroelectric | HY | 63.5 | N | Electric Utility | WAT | hydro | TRUE
3412 | Conventional Hydroelectric | HY | 4.8 | N | Electric Utility | WAT | hydro | TRUE
3412 | Conventional Hydroelectric | HY | 4.8 | N | Electric Utility | WAT | hydro | TRUE
3412 | Conventional Hydroelectric | HY | 4.8 | N | Electric Utility | WAT | hydro | TRUE
3412 | Conventional Hydroelectric | HY | 4.8 | N | Electric Utility | WAT | hydro | TRUE
3412 | Conventional Hydroelectric | HY | 4.8 | N | Electric Utility | WAT | hydro | TRUE
3413 | Conventional Hydroelectric | HY | 10.8 | N | Electric Utility | WAT | hydro | TRUE
3413 | Conventional Hydroelectric | HY | 12.6 | N | Electric Utility | WAT | hydro | TRUE
3414 | Conventional Hydroelectric | HY | 28.6 | N | Electric Utility | WAT | hydro | TRUE
3415 | Conventional Hydroelectric | HY | 37.7 | N | Electric Utility | WAT | hydro | TRUE
3415 | Conventional Hydroelectric | HY | 37.6 | N | Electric Utility | WAT | hydro | TRUE
3415 | Conventional Hydroelectric | HY | 38.5 | N | Electric Utility | WAT | hydro | TRUE
3415 | Conventional Hydroelectric | HY | 43.6 | N | Electric Utility | WAT | hydro | TRUE
3415 | Conventional Hydroelectric | HY | 43.7 | N | Electric Utility | WAT | hydro | TRUE
3415 | Conventional Hydroelectric | HY | 43.2 | N | Electric Utility | WAT | hydro | TRUE
3416 | Conventional Hydroelectric | HY | 44.4 | N | Electric Utility | WAT | hydro | TRUE
3417 | Conventional Hydroelectric | HY | 39.7 | N | Electric Utility | WAT | hydro | TRUE
3417 | Conventional Hydroelectric | HY | 0.5 | N | Electric Utility | WAT | hydro | TRUE
3418 | Conventional Hydroelectric | HY | 37.9 | N | Electric Utility | WAT | hydro | TRUE
3418 | Conventional Hydroelectric | HY | 29.1 | N | Electric Utility | WAT | hydro | TRUE
3420 | Conventional Hydroelectric | HY | 39.3 | N | Electric Utility | WAT | hydro | TRUE
3420 | Conventional Hydroelectric | HY | 39.3 | N | Electric Utility | WAT | hydro | TRUE
3420 | Conventional Hydroelectric | HY | 39.3 | N | Electric Utility | WAT | hydro | TRUE
3420 | Conventional Hydroelectric | HY | 39.2 | N | Electric Utility | WAT | hydro | TRUE
3420 | Conventional Hydroelectric | HY | 39.3 | N | Electric Utility | WAT | hydro | TRUE
3421 | Conventional Hydroelectric | HY | 1.4 | N | Electric Utility | WAT | hydro | TRUE
3421 | Conventional Hydroelectric | HY | 1.4 | N | Electric Utility | WAT | hydro | TRUE
3421 | Conventional Hydroelectric | HY | 1.3 | N | Electric Utility | WAT | hydro | TRUE
3421 | Conventional Hydroelectric | HY | 7 | N | Electric Utility | WAT | hydro | TRUE
3423 | Conventional Hydroelectric | HY | 38 | N | Electric Utility | WAT | hydro | TRUE
3423 | Conventional Hydroelectric | HY | 38 | N | Electric Utility | WAT | hydro | TRUE
3423 | Conventional Hydroelectric | HY | 38 | N | Electric Utility | WAT | hydro | TRUE
3424 | Conventional Hydroelectric | HY | 20.7 | N | Electric Utility | WAT | hydro | TRUE
3424 | Conventional Hydroelectric | HY | 20.7 | N | Electric Utility | WAT | hydro | TRUE
3424 | Conventional Hydroelectric | HY | 20.7 | N | Electric Utility | WAT | hydro | TRUE
3426 | Conventional Hydroelectric | HY | 28.7 | N | Electric Utility | WAT | hydro | TRUE
3426 | Conventional Hydroelectric | HY | 29 | N | Electric Utility | WAT | hydro | TRUE
3426 | Conventional Hydroelectric | HY | 29 | N | Electric Utility | WAT | hydro | TRUE
3426 | Conventional Hydroelectric | HY | 29 | N | Electric Utility | WAT | hydro | TRUE
3428 | Conventional Hydroelectric | HY | 30 | N | Electric Utility | WAT | hydro | TRUE
3437 | Conventional Hydroelectric | HY | 2 | N | IPP Non-CHP | WAT | hydro | TRUE
3437 | Conventional Hydroelectric | HY | 2 | N | IPP Non-CHP | WAT | hydro | TRUE
3437 | Conventional Hydroelectric | HY | 2 | N | IPP Non-CHP | WAT | hydro | TRUE
3439 | Natural Gas Fired Combustion Turbine | GT | 90.1 | N | IPP Non-CHP | NG | natural gas peaker | TRUE
3439 | Natural Gas Fired Combustion Turbine | GT | 87.3 | N | IPP Non-CHP | NG | natural gas peaker | TRUE
3441 | Natural Gas Fired Combined Cycle | CA | 319 | N | IPP Non-CHP | NG | natural gas nonpeaker | TRUE
3441 | Natural Gas Fired Combined Cycle | CT | 157 | N | IPP Non-CHP | NG | natural gas nonpeaker | TRUE
3441 | Natural Gas Fired Combined Cycle | CT | 157 | N | IPP Non-CHP | NG | natural gas nonpeaker | TRUE
3443 | Natural Gas Fired Combined Cycle | CA | 125 | N | IPP Non-CHP | NG | natural gas nonpeaker | TRUE
3443 | Natural Gas Fired Combined Cycle | CT | 160 | N | IPP Non-CHP | NG | natural gas nonpeaker | TRUE
3452 | Natural Gas Steam Turbine | ST | 392 | N | IPP Non-CHP | NG | natural gas peaker | TRUE
3452 | Natural Gas Steam Turbine | ST | 523 | N | IPP Non-CHP | NG | natural gas peaker | TRUE
3453 | Natural Gas Steam Turbine | ST | 122 | N | IPP Non-CHP | NG | natural gas peaker | TRUE
3453 | Natural Gas Steam Turbine | ST | 118 | N | IPP Non-CHP | NG | natural gas peaker | TRUE
3453 | Natural Gas Steam Turbine | ST | 568 | N | IPP Non-CHP | NG | natural gas peaker | TRUE
3456 | Natural Gas Steam Turbine | ST | 74 | N | Electric Utility | NG | natural gas peaker | TRUE
3456 | Natural Gas Steam Turbine | ST | 76 | N | Electric Utility | NG | natural gas peaker | TRUE
3456 | Natural Gas Steam Turbine | ST | 102 | N | Electric Utility | NG | natural gas peaker | TRUE
3456 | Natural Gas Fired Combined Cycle | CA | 83 | N | Electric Utility | NG | natural gas nonpeaker | TRUE
3456 | Natural Gas Fired Combined Cycle | CA | 141.9 | N | Electric Utility | NG | natural gas nonpeaker | TRUE
3456 | Natural Gas Fired Combined Cycle | CT | 70 | N | Electric Utility | NG | natural gas nonpeaker | TRUE
3456 | Natural Gas Fired Combined Cycle | CT | 70 | N | Electric Utility | NG | natural gas nonpeaker | TRUE
3456 | Natural Gas Fired Combined Cycle | CT | 72 | N | Electric Utility | NG | natural gas nonpeaker | TRUE
3456 | Natural Gas Fired Combined Cycle | CT | 72 | N | Electric Utility | NG | natural gas nonpeaker | TRUE
3457 | Natural Gas Steam Turbine | ST | 254.8 | N | Electric Utility | NG | natural gas peaker | TRUE
3457 | Natural Gas Steam Turbine | ST | 253.3 | N | Electric Utility | NG | natural gas peaker | TRUE
3459 | Natural Gas Steam Turbine | ST | 213 | N | Electric Utility | NG | natural gas peaker | TRUE
3459 | Natural Gas Steam Turbine | ST | 213.2 | N | Electric Utility | NG | natural gas peaker | TRUE
3459 | Natural Gas Steam Turbine | ST | 377.7 | N | Electric Utility | NG | natural gas peaker | TRUE
3459 | Natural Gas Steam Turbine | ST | 500.4 | N | Electric Utility | NG | natural gas peaker | TRUE
3459 | Natural Gas Steam Turbine | ST | 459.5 | N | Electric Utility | NG | natural gas peaker | TRUE
3460 | Natural Gas Steam Turbine | ST | 746 | N | IPP Non-CHP | NG | natural gas peaker | TRUE
3460 | Natural Gas Steam Turbine | ST | 749 | N | IPP Non-CHP | NG | natural gas peaker | TRUE
3464 | Natural Gas Steam Turbine | ST | 406 | N | IPP Non-CHP | NG | natural gas peaker | TRUE
3464 | Natural Gas Fired Combustion Turbine | GT | 54 | N | IPP Non-CHP | NG | natural gas peaker | TRUE
3464 | Natural Gas Fired Combustion Turbine | GT | 54 | N | IPP Non-CHP | NG | natural gas peaker | TRUE
3464 | Natural Gas Fired Combustion Turbine | GT | 54 | N | IPP Non-CHP | NG | natural gas peaker | TRUE
3464 | Natural Gas Fired Combustion Turbine | GT | 64 | N | IPP Non-CHP | NG | natural gas peaker | TRUE
3464 | Natural Gas Fired Combustion Turbine | GT | 64 | N | IPP Non-CHP | NG | natural gas peaker | TRUE
3464 | Natural Gas Fired Combustion Turbine | GT | 64 | N | IPP Non-CHP | NG | natural gas peaker | TRUE
3468 | Natural Gas Steam Turbine | ST | 230 | N | IPP Non-CHP | NG | natural gas peaker | TRUE
3468 | Natural Gas Steam Turbine | ST | 230 | N | IPP Non-CHP | NG | natural gas peaker | TRUE
3468 | Natural Gas Fired Combustion Turbine | GT | 13 | N | IPP Non-CHP | NG | natural gas peaker | TRUE
3468 | Natural Gas Steam Turbine | ST | 118 | N | IPP Non-CHP | NG | natural gas peaker | TRUE
3468 | Natural Gas Steam Turbine | ST | 174 | N | IPP Non-CHP | NG | natural gas peaker | TRUE
3469 | Natural Gas Fired Combined Cycle | CA | 104 | N | IPP Non-CHP | NG | natural gas nonpeaker | TRUE
3469 | Natural Gas Fired Combined Cycle | CT | 57 | N | IPP Non-CHP | NG | natural gas nonpeaker | TRUE
3469 | Natural Gas Fired Combined Cycle | CT | 57 | N | IPP Non-CHP | NG | natural gas nonpeaker | TRUE
3469 | Natural Gas Fired Combined Cycle | CT | 57 | N | IPP Non-CHP | NG | natural gas nonpeaker | TRUE
3469 | Natural Gas Fired Combined Cycle | CT | 57 | N | IPP Non-CHP | NG | natural gas nonpeaker | TRUE
3469 | Natural Gas Fired Combined Cycle | CA | 104 | N | IPP Non-CHP | NG | natural gas nonpeaker | TRUE
3469 | Natural Gas Fired Combined Cycle | CT | 57 | N | IPP Non-CHP | NG | natural gas nonpeaker | TRUE
3469 | Natural Gas Fired Combined Cycle | CT | 57 | N | IPP Non-CHP | NG | natural gas nonpeaker | TRUE
3469 | Natural Gas Fired Combined Cycle | CT | 57 | N | IPP Non-CHP | NG | natural gas nonpeaker | TRUE
3469 | Natural Gas Fired Combined Cycle | CT | 57 | N | IPP Non-CHP | NG | natural gas nonpeaker | TRUE
3469 | Natural Gas Fired Combustion Turbine | GT | 58 | N | IPP Non-CHP | NG | natural gas peaker | TRUE
3469 | Natural Gas Fired Combustion Turbine | GT | 58 | N | IPP Non-CHP | NG | natural gas peaker | TRUE
3469 | Natural Gas Fired Combustion Turbine | GT | 58 | N | IPP Non-CHP | NG | natural gas peaker | TRUE
3469 | Natural Gas Fired Combustion Turbine | GT | 58 | N | IPP Non-CHP | NG | natural gas peaker | TRUE
3469 | Natural Gas Fired Combustion Turbine | GT | 58 | N | IPP Non-CHP | NG | natural gas peaker | TRUE
3469 | Natural Gas Fired Combustion Turbine | GT | 58 | N | IPP Non-CHP | NG | natural gas peaker | TRUE
3469 | Natural Gas Fired Combustion Turbine | GT | 13 | N | IPP Non-CHP | NG | natural gas peaker | TRUE
3470 | Natural Gas Steam Turbine | ST | 169 | N | IPP Non-CHP | NG | natural gas peaker | TRUE
3470 | Natural Gas Steam Turbine | ST | 169 | N | IPP Non-CHP | NG | natural gas peaker | TRUE
3470 | Natural Gas Steam Turbine | ST | 273 | N | IPP Non-CHP | NG | natural gas peaker | TRUE
3470 | Natural Gas Steam Turbine | ST | 552 | N | IPP Non-CHP | NG | natural gas peaker | TRUE
3470 | Conventional Steam Coal | ST | 659 | N | IPP Non-CHP | SUB | hard coal | TRUE
3470 | Conventional Steam Coal | ST | 653 | N | IPP Non-CHP | SUB | hard coal | TRUE
3470 | Conventional Steam Coal | ST | 577 | N | IPP Non-CHP | SUB | hard coal | TRUE
3470 | Conventional Steam Coal | ST | 610 | N | IPP Non-CHP | SUB | hard coal | TRUE
3470 | Natural Gas Fired Combustion Turbine | GT | 13 | N | IPP Non-CHP | NG | natural gas peaker | TRUE
3476 | Natural Gas Steam Turbine | ST | 31 | N | Electric Utility | NG | natural gas peaker | TRUE
3476 | Natural Gas Steam Turbine | ST | 25 | N | Electric Utility | NG | natural gas peaker | TRUE
3476 | Natural Gas Steam Turbine | ST | 73 | N | Electric Utility | NG | natural gas peaker | TRUE
3476 | Natural Gas Steam Turbine | ST | 342 | N | Electric Utility | NG | natural gas peaker | TRUE
3477 | Natural Gas Steam Turbine | ST | 50 | N | Electric Utility | NG | natural gas peaker | TRUE
3478 | Natural Gas Steam Turbine | ST | 174 | N | Electric Utility | NG | natural gas peaker | TRUE
3478 | Natural Gas Steam Turbine | ST | 355 | N | Electric Utility | NG | natural gas peaker | TRUE
3478 | Natural Gas Steam Turbine | ST | 354 | N | Electric Utility | NG | natural gas peaker | TRUE
3482 | Natural Gas Steam Turbine | ST | 243 | N | Electric Utility | NG | natural gas peaker | TRUE
3482 | Natural Gas Steam Turbine | ST | 243 | N | Electric Utility | NG | natural gas peaker | TRUE
3482 | Natural Gas Fired Combustion Turbine | GT | 168 | N | Electric Utility | NG | natural gas peaker | TRUE
3482 | Natural Gas Fired Combustion Turbine | GT | 170 | N | Electric Utility | NG | natural gas peaker | TRUE
3484 | Natural Gas Steam Turbine | ST | 107 | N | Electric Utility | NG | natural gas peaker | TRUE
3484 | Natural Gas Steam Turbine | ST | 106 | N | Electric Utility | NG | natural gas peaker | TRUE
3484 | Natural Gas Steam Turbine | ST | 244 | N | Electric Utility | NG | natural gas peaker | TRUE
3485 | Natural Gas Steam Turbine | ST | 38 | N | Electric Utility | NG | natural gas peaker | TRUE
3485 | Natural Gas Steam Turbine | ST | 90 | N | Electric Utility | NG | natural gas peaker | TRUE
3485 | Natural Gas Steam Turbine | ST | 93 | N | Electric Utility | NG | natural gas peaker | TRUE
3485 | Natural Gas Steam Turbine | ST | 190 | N | Electric Utility | NG | natural gas peaker | TRUE
3490 | Natural Gas Steam Turbine | ST | 234 | N | IPP Non-CHP | NG | natural gas peaker | TRUE
3490 | Natural Gas Steam Turbine | ST | 390 | N | IPP Non-CHP | NG | natural gas peaker | TRUE
3491 | Natural Gas Steam Turbine | ST | 395 | N | IPP Non-CHP | NG | natural gas peaker | TRUE
3491 | Natural Gas Steam Turbine | ST | 435 | N | IPP Non-CHP | NG | natural gas peaker | TRUE
3491 | Natural Gas Steam Turbine | ST | 435 | N | IPP Non-CHP | NG | natural gas peaker | TRUE
3492 | Natural Gas Fired Combustion Turbine | GT | 68 | N | IPP Non-CHP | NG | natural gas peaker | TRUE
3492 | Natural Gas Fired Combustion Turbine | GT | 68 | N | IPP Non-CHP | NG | natural gas peaker | TRUE
3492 | Natural Gas Fired Combustion Turbine | GT | 68 | N | IPP Non-CHP | NG | natural gas peaker | TRUE
3492 | Natural Gas Fired Combustion Turbine | GT | 68 | N | IPP Non-CHP | NG | natural gas peaker | TRUE
3492 | Natural Gas Fired Combustion Turbine | GT | 68 | N | IPP Non-CHP | NG | natural gas peaker | TRUE
3492 | Natural Gas Fired Combustion Turbine | GT | 67 | N | IPP Non-CHP | NG | natural gas peaker | TRUE
3494 | Natural Gas Steam Turbine | ST | 112 | N | IPP Non-CHP | NG | natural gas peaker | TRUE
3494 | Natural Gas Steam Turbine | ST | 515 | N | IPP Non-CHP | NG | natural gas peaker | TRUE
3494 | Natural Gas Fired Combustion Turbine | GT | 68 | N | IPP Non-CHP | NG | natural gas peaker | TRUE
3494 | Natural Gas Fired Combustion Turbine | GT | 65 | N | IPP Non-CHP | NG | natural gas peaker | TRUE
3494 | Natural Gas Fired Combustion Turbine | GT | 68 | N | IPP Non-CHP | NG | natural gas peaker | TRUE
3494 | Natural Gas Fired Combustion Turbine | GT | 69 | N | IPP Non-CHP | NG | natural gas peaker | TRUE
3494 | Natural Gas Fired Combustion Turbine | GT | 70 | N | IPP Non-CHP | NG | natural gas peaker | TRUE
3497 | Conventional Steam Coal | ST | 606 | N | IPP Non-CHP | SUB | hard coal | TRUE
3497 | Conventional Steam Coal | ST | 602 | N | IPP Non-CHP | SUB | hard coal | TRUE
3504 | Petroleum Liquids | IC | 2 | N | IPP Non-CHP | DFO | petroleum | TRUE
3504 | Petroleum Liquids | IC | 2 | N | IPP Non-CHP | DFO | petroleum | TRUE
3504 | Petroleum Liquids | IC | 2 | N | IPP Non-CHP | DFO | petroleum | TRUE
3504 | Petroleum Liquids | IC | 2 | N | IPP Non-CHP | DFO | petroleum | TRUE
3504 | Petroleum Liquids | IC | 2 | N | IPP Non-CHP | DFO | petroleum | TRUE
3504 | Natural Gas Steam Turbine | ST | 167 | N | IPP Non-CHP | NG | natural gas peaker | TRUE
3504 | Natural Gas Steam Turbine | ST | 502 | N | IPP Non-CHP | NG | natural gas peaker | TRUE
3507 | Natural Gas Steam Turbine | ST | 235 | N | IPP Non-CHP | NG | natural gas peaker | TRUE
3507 | Petroleum Liquids | IC | 2 | N | IPP Non-CHP | DFO | petroleum | TRUE
3507 | Petroleum Liquids | IC | 2 | N | IPP Non-CHP | DFO | petroleum | TRUE
3548 | Natural Gas Steam Turbine | ST | 320 | N | Electric Utility | NG | natural gas peaker | TRUE
3548 | Natural Gas Steam Turbine | ST | 404 | N | Electric Utility | NG | natural gas peaker | TRUE
3548 | Natural Gas Fired Combustion Turbine | GT | 52 | N | Electric Utility | NG | natural gas peaker | TRUE
3548 | Natural Gas Fired Combustion Turbine | GT | 52 | N | Electric Utility | NG | natural gas peaker | TRUE
3548 | Natural Gas Fired Combustion Turbine | GT | 52 | N | Electric Utility | NG | natural gas peaker | TRUE
3548 | Natural Gas Fired Combustion Turbine | GT | 52 | N | Electric Utility | NG | natural gas peaker | TRUE
3559 | Natural Gas Fired Combustion Turbine | GT | 45 | N | Electric Utility | NG | natural gas peaker | TRUE
3559 | Natural Gas Steam Turbine | ST | 18 | N | Electric Utility | NG | natural gas peaker | TRUE
3559 | Natural Gas Fired Combined Cycle | CA | 20 | N | Electric Utility | NG | natural gas nonpeaker | TRUE
3559 | Natural Gas Fired Combined Cycle | CT | 42 | N | Electric Utility | NG | natural gas nonpeaker | TRUE
3559 | Petroleum Liquids | IC | 1 | N | Electric Utility | DFO | petroleum | TRUE
3559 | Petroleum Liquids | IC | 1 | N | Electric Utility | DFO | petroleum | TRUE
3559 | Petroleum Liquids | IC | 1 | N | Electric Utility | DFO | petroleum | TRUE
3559 | Petroleum Liquids | IC | 1 | N | Electric Utility | DFO | petroleum | TRUE
3559 | Petroleum Liquids | IC | 1 | N | Electric Utility | DFO | petroleum | TRUE
3559 | Petroleum Liquids | IC | 1 | N | Electric Utility | DFO | petroleum | TRUE
3559 | Petroleum Liquids | IC | 1 | N | Electric Utility | DFO | petroleum | TRUE
3559 | Petroleum Liquids | IC | 1 | N | Electric Utility | DFO | petroleum | TRUE
3561 | Natural Gas Fired Combustion Turbine | GT | 21 | N | Electric Utility | NG | natural gas peaker | TRUE
3576 | Natural Gas Steam Turbine | ST | 75 | N | Electric Utility | NG | natural gas peaker | TRUE
3576 | Natural Gas Steam Turbine | ST | 107 | N | Electric Utility | NG | natural gas peaker | TRUE
3576 | Natural Gas Steam Turbine | ST | 138 | N | Electric Utility | NG | natural gas peaker | TRUE
3576 | Natural Gas Fired Combustion Turbine | GT | 75 | N | Electric Utility | NG | natural gas peaker | TRUE
3581 | Conventional Hydroelectric | HY | 1.4 | N | Electric Utility | WAT | hydro | TRUE
3581 | Conventional Hydroelectric | HY | 1.4 | N | Electric Utility | WAT | hydro | TRUE
3582 | Conventional Hydroelectric | HY | 1.8 | N | Electric Utility | WAT | hydro | TRUE
3582 | Conventional Hydroelectric | HY | 1.8 | N | Electric Utility | WAT | hydro | TRUE
3583 | Conventional Hydroelectric | HY | 2.4 | N | Electric Utility | WAT | hydro | TRUE
3584 | Conventional Hydroelectric | HY | 2.4 | N | Electric Utility | WAT | hydro | TRUE
3585 | Conventional Hydroelectric | HY | 1.2 | N | Electric Utility | WAT | hydro | TRUE
3585 | Conventional Hydroelectric | HY | 1.2 | N | Electric Utility | WAT | hydro | TRUE
3586 | Conventional Hydroelectric | HY | 2.4 | N | Electric Utility | WAT | hydro | TRUE
3594 | Conventional Hydroelectric | HY | 8.2 | N | Electric Utility | WAT | hydro | TRUE
3594 | Conventional Hydroelectric | HY | 8.8 | N | Electric Utility | WAT | hydro | TRUE
3595 | Conventional Hydroelectric | HY | 18.3 | N | Electric Utility | WAT | hydro | TRUE
3595 | Conventional Hydroelectric | HY | 18.3 | N | Electric Utility | WAT | hydro | TRUE
3595 | Conventional Hydroelectric | HY | 18.3 | N | Electric Utility | WAT | hydro | TRUE
3597 | Conventional Hydroelectric | HY | 27 | N | Electric Utility | WAT | hydro | TRUE
3597 | Conventional Hydroelectric | HY | 27 | N | Electric Utility | WAT | hydro | TRUE
3598 | Conventional Hydroelectric | HY | 13.8 | N | Electric Utility | WAT | hydro | TRUE
3599 | Conventional Hydroelectric | HY | 19.8 | N | Electric Utility | WAT | hydro | TRUE
3599 | Conventional Hydroelectric | HY | 19.8 | N | Electric Utility | WAT | hydro | TRUE
3600 | Conventional Hydroelectric | HY | 36 | N | Electric Utility | WAT | hydro | TRUE
3600 | Conventional Hydroelectric | HY | 36 | N | Electric Utility | WAT | hydro | TRUE
3600 | Conventional Hydroelectric | HY | 36 | N | Electric Utility | WAT | hydro | TRUE
3601 | Natural Gas Steam Turbine | ST | 136 | N | Electric Utility | NG | natural gas peaker | TRUE
3601 | Natural Gas Steam Turbine | ST | 136 | N | Electric Utility | NG | natural gas peaker | TRUE
3601 | Natural Gas Steam Turbine | ST | 335 | N | Electric Utility | NG | natural gas peaker | TRUE
3602 | Natural Gas Steam Turbine | ST | 42 | N | Electric Utility | NG | natural gas peaker | TRUE
3602 | Natural Gas Steam Turbine | ST | 46 | N | Electric Utility | NG | natural gas peaker | TRUE
3602 | Natural Gas Fired Combustion Turbine | GT | 16 | N | Electric Utility | NG | natural gas peaker | TRUE
3602 | Natural Gas Fired Combustion Turbine | GT | 16 | N | Electric Utility | NG | natural gas peaker | TRUE
3604 | Natural Gas Steam Turbine | ST | 10 | N | Electric Utility | NG | natural gas peaker | TRUE
3604 | Natural Gas Steam Turbine | ST | 10 | N | Electric Utility | NG | natural gas peaker | TRUE
3604 | Natural Gas Fired Combined Cycle | CA | 18 | N | Electric Utility | NG | natural gas nonpeaker | TRUE
3604 | Natural Gas Fired Combined Cycle | CA | 18 | N | Electric Utility | NG | natural gas nonpeaker | TRUE
3604 | Natural Gas Fired Combined Cycle | CT | 38 | N | Electric Utility | NG | natural gas nonpeaker | TRUE
3609 | Natural Gas Fired Combustion Turbine | GT | 46 | N | Electric Utility | NG | natural gas peaker | TRUE
3609 | Natural Gas Fired Combustion Turbine | GT | 46 | N | Electric Utility | NG | natural gas peaker | TRUE
3609 | Natural Gas Fired Combustion Turbine | GT | 46 | N | Electric Utility | NG | natural gas peaker | TRUE
3609 | Natural Gas Fired Combustion Turbine | GT | 46 | N | Electric Utility | NG | natural gas peaker | TRUE
3611 | Natural Gas Steam Turbine | ST | 420 | N | Electric Utility | NG | natural gas peaker | TRUE
3611 | Natural Gas Steam Turbine | ST | 410 | N | Electric Utility | NG | natural gas peaker | TRUE
3612 | Natural Gas Steam Turbine | ST | 220 | N | Electric Utility | NG | natural gas peaker | TRUE
3612 | Natural Gas Steam Turbine | ST | 235 | N | Electric Utility | NG | natural gas peaker | TRUE
3612 | Natural Gas Steam Turbine | ST | 412 | N | Electric Utility | NG | natural gas peaker | TRUE
3612 | Natural Gas Fired Combustion Turbine | GT | 47 | N | Electric Utility | NG | natural gas peaker | TRUE
3612 | Natural Gas Fired Combustion Turbine | GT | 47 | N | Electric Utility | NG | natural gas peaker | TRUE
3612 | Natural Gas Fired Combustion Turbine | GT | 47 | N | Electric Utility | NG | natural gas peaker | TRUE
3612 | Natural Gas Fired Combustion Turbine | GT | 47 | N | Electric Utility | NG | natural gas peaker | TRUE
3624 | Petroleum Liquids | IC | 0.1 | N | Electric Utility | DFO | petroleum | TRUE
3624 | Petroleum Liquids | IC | 0.1 | N | Electric Utility | DFO | petroleum | TRUE
3624 | Petroleum Liquids | IC | 0.1 | N | Electric Utility | DFO | petroleum | TRUE
3624 | Petroleum Liquids | IC | 0.6 | N | Electric Utility | DFO | petroleum | TRUE
3624 | Petroleum Liquids | IC | 1.2 | N | Electric Utility | DFO | petroleum | TRUE
3624 | Petroleum Liquids | IC | 1.1 | N | Electric Utility | DFO | petroleum | TRUE
3624 | Petroleum Liquids | IC | 1.1 | N | Electric Utility | DFO | petroleum | TRUE
3628 | Natural Gas Steam Turbine | ST | 66 | N | Electric Utility | NG | natural gas peaker | TRUE
3628 | Natural Gas Steam Turbine | ST | 100 | N | Electric Utility | NG | natural gas peaker | TRUE
3628 | Natural Gas Steam Turbine | ST | 200 | N | Electric Utility | NG | natural gas peaker | TRUE
3628 | Natural Gas Fired Combustion Turbine | GT | 104 | N | Electric Utility | NG | natural gas peaker | TRUE
3628 | Natural Gas Fired Combustion Turbine | GT | 104 | N | Electric Utility | NG | natural gas peaker | TRUE
3630 | Natural Gas Steam Turbine | ST | 23 | N | Electric Utility | NG | natural gas peaker | TRUE
3630 | Natural Gas Internal Combustion Engine | IC | 8.4 | N | Electric Utility | NG | natural gas peaker | TRUE
3630 | Natural Gas Internal Combustion Engine | IC | 8.4 | N | Electric Utility | NG | natural gas peaker | TRUE
3630 | Natural Gas Internal Combustion Engine | IC | 8.4 | N | Electric Utility | NG | natural gas peaker | TRUE
3630 | Natural Gas Internal Combustion Engine | IC | 8.4 | N | Electric Utility | NG | natural gas peaker | TRUE
3630 | Natural Gas Internal Combustion Engine | IC | 8.4 | N | Electric Utility | NG | natural gas peaker | TRUE
3630 | Natural Gas Internal Combustion Engine | IC | 8.4 | N | Electric Utility | NG | natural gas peaker | TRUE
3630 | Natural Gas Internal Combustion Engine | IC | 8.4 | N | Electric Utility | NG | natural gas peaker | TRUE
3630 | Natural Gas Internal Combustion Engine | IC | 8.4 | N | Electric Utility | NG | natural gas peaker | TRUE
3630 | Natural Gas Internal Combustion Engine | IC | 8.4 | N | Electric Utility | NG | natural gas peaker | TRUE
3630 | Natural Gas Internal Combustion Engine | IC | 8.4 | N | Electric Utility | NG | natural gas peaker | TRUE
3630 | Natural Gas Internal Combustion Engine | IC | 8.4 | N | Electric Utility | NG | natural gas peaker | TRUE
3630 | Natural Gas Steam Turbine | ST | 23 | N | Electric Utility | NG | natural gas peaker | TRUE
3630 | Natural Gas Internal Combustion Engine | IC | 8.4 | N | Electric Utility | NG | natural gas peaker | TRUE
3630 | Natural Gas Internal Combustion Engine | IC | 8.4 | N | Electric Utility | NG | natural gas peaker | TRUE
3630 | Natural Gas Internal Combustion Engine | IC | 8.4 | N | Electric Utility | NG | natural gas peaker | TRUE
3630 | Natural Gas Internal Combustion Engine | IC | 8.4 | N | Electric Utility | NG | natural gas peaker | TRUE
3630 | Natural Gas Internal Combustion Engine | IC | 8.4 | N | Electric Utility | NG | natural gas peaker | TRUE
3630 | Natural Gas Internal Combustion Engine | IC | 8.4 | N | Electric Utility | NG | natural gas peaker | TRUE
3630 | Natural Gas Steam Turbine | ST | 23 | N | Electric Utility | NG | natural gas peaker | TRUE
3630 | Natural Gas Internal Combustion Engine | IC | 8.4 | N | Electric Utility | NG | natural gas peaker | TRUE
3630 | Natural Gas Internal Combustion Engine | IC | 8.4 | N | Electric Utility | NG | natural gas peaker | TRUE
3630 | Natural Gas Internal Combustion Engine | IC | 8.4 | N | Electric Utility | NG | natural gas peaker | TRUE
3630 | Natural Gas Internal Combustion Engine | IC | 8.4 | N | Electric Utility | NG | natural gas peaker | TRUE
3630 | Natural Gas Internal Combustion Engine | IC | 8.4 | N | Electric Utility | NG | natural gas peaker | TRUE
3630 | Natural Gas Internal Combustion Engine | IC | 8.4 | N | Electric Utility | NG | natural gas peaker | TRUE
3630 | Natural Gas Internal Combustion Engine | IC | 8.4 | N | Electric Utility | NG | natural gas peaker | TRUE
3631 | Natural Gas Fired Combustion Turbine | GT | 10.5 | N | Electric Utility | NG | natural gas peaker | TRUE
3631 | Natural Gas Fired Combined Cycle | CA | 37 | N | Electric Utility | NG | natural gas nonpeaker | TRUE
3631 | Natural Gas Fired Combustion Turbine | GT | 11.5 | N | Electric Utility | NG | natural gas peaker | TRUE
3631 | Petroleum Liquids | IC | 1.6 | N | Electric Utility | DFO | petroleum | TRUE
3631 | Petroleum Liquids | IC | 1.6 | N | Electric Utility | DFO | petroleum | TRUE
3631 | Natural Gas Fired Combined Cycle | CT | 49 | N | Electric Utility | NG | natural gas nonpeaker | TRUE
3631 | Natural Gas Fired Combined Cycle | CT | 49 | N | Electric Utility | NG | natural gas nonpeaker | TRUE
3631 | Natural Gas Fired Combined Cycle | CT | 48 | N | Electric Utility | NG | natural gas nonpeaker | TRUE
3643 | Conventional Hydroelectric | HY | 1.3 | N | Electric Utility | WAT | hydro | TRUE
3643 | Conventional Hydroelectric | HY | 1.2 | N | Electric Utility | WAT | hydro | TRUE
3646 | Conventional Hydroelectric | HY | 15 | N | Electric Utility | WAT | hydro | TRUE
3646 | Conventional Hydroelectric | HY | 15 | N | Electric Utility | WAT | hydro | TRUE
3648 | Natural Gas Steam Turbine | ST | 64 | N | Electric Utility | NG | natural gas peaker | TRUE
3648 | Natural Gas Steam Turbine | ST | 69 | N | Electric Utility | NG | natural gas peaker | TRUE
3648 | Natural Gas Steam Turbine | ST | 104.5 | N | Electric Utility | NG | natural gas peaker | TRUE
3648 | Natural Gas Fired Combustion Turbine | GT | 39 | N | Electric Utility | NG | natural gas peaker | TRUE
3648 | Natural Gas Fired Combustion Turbine | GT | 39 | N | Electric Utility | NG | natural gas peaker | TRUE
3648 | Natural Gas Fired Combustion Turbine | GT | 39 | N | Electric Utility | NG | natural gas peaker | TRUE
3651 | Conventional Hydroelectric | HY | 1.2 | N | Electric Utility | WAT | hydro | TRUE
3655 | Conventional Hydroelectric | HY | 2.3 | N | Electric Utility | WAT | hydro | TRUE
3655 | Conventional Hydroelectric | HY | 2.3 | N | Electric Utility | WAT | hydro | TRUE
3655 | Conventional Hydroelectric | HY | 5.4 | N | Electric Utility | WAT | hydro | TRUE
3656 | Conventional Hydroelectric | HY | 2 | N | Electric Utility | WAT | hydro | TRUE
3656 | Conventional Hydroelectric | HY | 2 | N | Electric Utility | WAT | hydro | TRUE
3658 | Conventional Hydroelectric | HY | 0.5 | N | Electric Utility | WAT | hydro | TRUE
3658 | Conventional Hydroelectric | HY | 0.5 | N | Electric Utility | WAT | hydro | TRUE
3659 | Conventional Hydroelectric | HY | 1.2 | N | Electric Utility | WAT | hydro | TRUE
3661 | Conventional Hydroelectric | HY | 2 | N | Electric Utility | WAT | hydro | TRUE
3665 | Natural Gas Fired Combustion Turbine | GT | 4.2 | N | Electric Utility | NG | natural gas peaker | TRUE
3665 | Natural Gas Fired Combustion Turbine | GT | 11.5 | N | Electric Utility | NG | natural gas peaker | TRUE
3665 | Natural Gas Fired Combustion Turbine | GT | 11.5 | N | Electric Utility | NG | natural gas peaker | TRUE
3666 | Conventional Hydroelectric | HY | 0.5 | N | Electric Utility | WAT | hydro | TRUE
3666 | Conventional Hydroelectric | HY | 0.5 | N | Electric Utility | WAT | hydro | TRUE
3666 | Conventional Hydroelectric | HY | 0.5 | N | Electric Utility | WAT | hydro | TRUE
3675 | Conventional Hydroelectric | HY | 0.7 | N | Electric Utility | WAT | hydro | TRUE
3675 | Conventional Hydroelectric | HY | 0.7 | N | Electric Utility | WAT | hydro | TRUE
3676 | Conventional Hydroelectric | HY | 0.4 | N | Electric Utility | WAT | hydro | TRUE
3676 | Conventional Hydroelectric | HY | 0.8 | N | Electric Utility | WAT | hydro | TRUE
3686 | Natural Gas Steam Turbine | ST | 9.2 | N | Electric Utility | NG | natural gas peaker | TRUE
3686 | Natural Gas Internal Combustion Engine | IC | 2.5 | N | Electric Utility | NG | natural gas peaker | TRUE
3686 | Natural Gas Internal Combustion Engine | IC | 2.5 | N | Electric Utility | NG | natural gas peaker | TRUE
3686 | Natural Gas Internal Combustion Engine | IC | 2.5 | N | Electric Utility | NG | natural gas peaker | TRUE
3686 | Natural Gas Internal Combustion Engine | IC | 2.5 | N | Electric Utility | NG | natural gas peaker | TRUE
3688 | Conventional Hydroelectric | HY | 1 | N | Electric Utility | WAT | hydro | TRUE
3691 | Conventional Hydroelectric | HY | 1.7 | N | Electric Utility | WAT | hydro | TRUE
3691 | Conventional Hydroelectric | HY | 1.7 | N | Electric Utility | WAT | hydro | TRUE
3691 | Conventional Hydroelectric | HY | 0.2 | N | Electric Utility | WAT | hydro | TRUE
3697 | Conventional Hydroelectric | HY | 2 | N | Electric Utility | WAT | hydro | TRUE
3697 | Conventional Hydroelectric | HY | 2 | N | Electric Utility | WAT | hydro | TRUE
3698 | Conventional Hydroelectric | HY | 1.9 | N | Electric Utility | WAT | hydro | TRUE
3699 | Conventional Hydroelectric | HY | 1.4 | N | Electric Utility | WAT | hydro | TRUE
3699 | Conventional Hydroelectric | HY | 1.4 | N | Electric Utility | WAT | hydro | TRUE
3699 | Conventional Hydroelectric | HY | 1.4 | N | Electric Utility | WAT | hydro | TRUE
3704 | Conventional Hydroelectric | HY | 0.6 | N | Electric Utility | WAT | hydro | TRUE
3704 | Conventional Hydroelectric | HY | 0.6 | N | Electric Utility | WAT | hydro | TRUE
3708 | Petroleum Liquids | GT | 9 | N | Electric Utility | DFO | petroleum | TRUE
3709 | Conventional Hydroelectric | HY | 0.7 | N | Electric Utility | WAT | hydro | TRUE
3709 | Conventional Hydroelectric | HY | 0.2 | N | Electric Utility | WAT | hydro | TRUE
3710 | Conventional Hydroelectric | HY | 0.4 | N | Electric Utility | WAT | hydro | TRUE
3710 | Conventional Hydroelectric | HY | 0.4 | N | Electric Utility | WAT | hydro | TRUE
3710 | Conventional Hydroelectric | HY | 0.3 | N | Electric Utility | WAT | hydro | TRUE
3711 | Conventional Hydroelectric | HY | 3 | N | Electric Utility | WAT | hydro | TRUE
3712 | Conventional Hydroelectric | HY | 1.4 | N | Electric Utility | WAT | hydro | TRUE
3712 | Conventional Hydroelectric | HY | 2 | N | Electric Utility | WAT | hydro | TRUE
3714 | Conventional Hydroelectric | HY | 1 | N | Electric Utility | WAT | hydro | TRUE
3714 | Conventional Hydroelectric | HY | 1 | N | Electric Utility | WAT | hydro | TRUE
3716 | Conventional Hydroelectric | HY | 0.6 | N | Electric Utility | WAT | hydro | TRUE
3716 | Conventional Hydroelectric | HY | 0.6 | N | Electric Utility | WAT | hydro | TRUE
3716 | Conventional Hydroelectric | HY | 0.8 | N | Electric Utility | WAT | hydro | TRUE
3717 | Conventional Hydroelectric | HY | 3.5 | N | Electric Utility | WAT | hydro | TRUE
3717 | Conventional Hydroelectric | HY | 3.5 | N | Electric Utility | WAT | hydro | TRUE
3720 | Conventional Hydroelectric | HY | 5.8 | N | Electric Utility | WAT | hydro | TRUE
3722 | Conventional Hydroelectric | HY | 1.3 | N | Electric Utility | WAT | hydro | TRUE
3722 | Conventional Hydroelectric | HY | 1.3 | N | Electric Utility | WAT | hydro | TRUE
3722 | Conventional Hydroelectric | HY | 0.6 | N | Electric Utility | WAT | hydro | TRUE
3723 | Petroleum Liquids | GT | 8.4 | N | Electric Utility | DFO | petroleum | TRUE
3724 | Conventional Hydroelectric | HY | 1.2 | N | Electric Utility | WAT | hydro | TRUE
3725 | Conventional Hydroelectric | HY | 2.2 | N | Electric Utility | WAT | hydro | TRUE
3728 | Conventional Hydroelectric | HY | 3.4 | N | Electric Utility | WAT | hydro | TRUE
3731 | Conventional Hydroelectric | HY | 1.7 | N | IPP Non-CHP | WAT | hydro | TRUE
3731 | Conventional Hydroelectric | HY | 1.7 | N | IPP Non-CHP | WAT | hydro | TRUE
3731 | Conventional Hydroelectric | HY | 0.6 | N | IPP Non-CHP | WAT | hydro | TRUE
3734 | Petroleum Liquids | GT | 35 | N | Electric Utility | KER | other | TRUE
3735 | Petroleum Liquids | GT | 8.7 | N | Electric Utility | DFO | petroleum | TRUE
3737 | Conventional Hydroelectric | HY | 1.8 | N | Electric Utility | WAT | hydro | TRUE
3737 | Conventional Hydroelectric | HY | 1.8 | N | Electric Utility | WAT | hydro | TRUE
3737 | Conventional Hydroelectric | HY | 1.8 | N | Electric Utility | WAT | hydro | TRUE
3737 | Conventional Hydroelectric | HY | 1.8 | N | Electric Utility | WAT | hydro | TRUE
3737 | Conventional Hydroelectric | HY | 0.8 | N | Electric Utility | WAT | hydro | TRUE
3737 | Petroleum Liquids | IC | 1.8 | N | Electric Utility | DFO | petroleum | TRUE
3737 | Petroleum Liquids | IC | 1.8 | N | Electric Utility | DFO | petroleum | TRUE
3737 | Petroleum Liquids | IC | 1.8 | N | Electric Utility | DFO | petroleum | TRUE
3737 | Petroleum Liquids | IC | 1.8 | N | Electric Utility | DFO | petroleum | TRUE
3739 | Conventional Hydroelectric | HY | 5 | N | Electric Utility | WAT | hydro | TRUE
3740 | Conventional Hydroelectric | HY | 1.6 | N | Electric Utility | WAT | hydro | TRUE
3740 | Conventional Hydroelectric | HY | 1.6 | N | Electric Utility | WAT | hydro | TRUE
3743 | Conventional Hydroelectric | HY | 1 | N | Electric Utility | WAT | hydro | TRUE
3745 | Conventional Hydroelectric | HY | 15.7 | N | IPP Non-CHP | WAT | hydro | TRUE
3745 | Conventional Hydroelectric | HY | 15.7 | N | IPP Non-CHP | WAT | hydro | TRUE
3745 | Conventional Hydroelectric | HY | 15.7 | N | IPP Non-CHP | WAT | hydro | TRUE
3746 | Conventional Hydroelectric | HY | 13.6 | N | IPP Non-CHP | WAT | hydro | TRUE
3746 | Conventional Hydroelectric | HY | 13.6 | N | IPP Non-CHP | WAT | hydro | TRUE
3746 | Conventional Hydroelectric | HY | 13.6 | N | IPP Non-CHP | WAT | hydro | TRUE
3750 | Conventional Hydroelectric | HY | 1.1 | N | Electric Utility | WAT | hydro | TRUE
3753 | Conventional Hydroelectric | HY | 0.7 | N | Electric Utility | WAT | hydro | TRUE
3753 | Conventional Hydroelectric | HY | 0.7 | N | Electric Utility | WAT | hydro | TRUE
3753 | Petroleum Liquids | IC | 0.9 | N | Electric Utility | DFO | petroleum | TRUE
3753 | Petroleum Liquids | IC | 0.9 | N | Electric Utility | DFO | petroleum | TRUE
3754 | Petroleum Liquids | GT | 19.7 | N | Electric Utility | DFO | petroleum | TRUE
3762 | Conventional Hydroelectric | HY | 0.3 | N | Electric Utility | WAT | hydro | TRUE
3762 | Conventional Hydroelectric | HY | 0.3 | N | Electric Utility | WAT | hydro | TRUE
3762 | Conventional Hydroelectric | HY | 1.3 | N | Electric Utility | WAT | hydro | TRUE
3764 | Conventional Hydroelectric | HY | 0.5 | N | Electric Utility | WAT | hydro | TRUE
3764 | Conventional Hydroelectric | HY | 1 | N | Electric Utility | WAT | hydro | TRUE
3765 | Conventional Hydroelectric | HY | 0.5 | N | Electric Utility | WAT | hydro | TRUE
3765 | Conventional Hydroelectric | HY | 0.6 | N | Electric Utility | WAT | hydro | TRUE
3772 | Conventional Hydroelectric | HY | 3 | N | Electric Utility | WAT | hydro | TRUE
3772 | Conventional Hydroelectric | HY | 3 | N | Electric Utility | WAT | hydro | TRUE
3772 | Conventional Hydroelectric | HY | 3 | N | Electric Utility | WAT | hydro | TRUE
3773 | Conventional Hydroelectric | HY | 7.9 | N | Electric Utility | WAT | hydro | TRUE
3773 | Conventional Hydroelectric | HY | 7.9 | N | Electric Utility | WAT | hydro | TRUE
3773 | Conventional Hydroelectric | HY | 7.9 | N | Electric Utility | WAT | hydro | TRUE
3773 | Conventional Hydroelectric | HY | 7.9 | N | Electric Utility | WAT | hydro | TRUE
3774 | Conventional Hydroelectric | HY | 14.7 | N | Electric Utility | WAT | hydro | TRUE
3774 | Conventional Hydroelectric | HY | 14.7 | N | Electric Utility | WAT | hydro | TRUE
3774 | Conventional Hydroelectric | HY | 14.7 | N | Electric Utility | WAT | hydro | TRUE
3774 | Conventional Hydroelectric | HY | 14.7 | N | Electric Utility | WAT | hydro | TRUE
3775 | Conventional Steam Coal | ST | 230 | N | Electric Utility | BIT | hard coal | TRUE
3775 | Conventional Steam Coal | ST | 230 | N | Electric Utility | BIT | hard coal | TRUE
3777 | Conventional Hydroelectric | HY | 25 | N | Electric Utility | WAT | hydro | TRUE
3777 | Conventional Hydroelectric | HY | 25 | N | Electric Utility | WAT | hydro | TRUE
3778 | Conventional Hydroelectric | HY | 0.6 | N | Electric Utility | WAT | hydro | TRUE
3778 | Conventional Hydroelectric | HY | 1.2 | N | Electric Utility | WAT | hydro | TRUE
3779 | Conventional Hydroelectric | HY | 2.5 | N | Electric Utility | WAT | hydro | TRUE
3779 | Conventional Hydroelectric | HY | 2.5 | N | Electric Utility | WAT | hydro | TRUE
3779 | Conventional Hydroelectric | HY | 2.5 | N | Electric Utility | WAT | hydro | TRUE
3779 | Conventional Hydroelectric | HY | 2.5 | N | Electric Utility | WAT | hydro | TRUE
3779 | Conventional Hydroelectric | HY | 2.5 | N | Electric Utility | WAT | hydro | TRUE
3780 | Hydroelectric Pumped Storage | PS | 66 | N | Electric Utility | WAT | hydro | TRUE
3780 | Conventional Hydroelectric | HY | 174 | N | Electric Utility | WAT | hydro | TRUE
3780 | Hydroelectric Pumped Storage | PS | 106 | N | Electric Utility | WAT | hydro | TRUE
3780 | Conventional Hydroelectric | HY | 174 | N | Electric Utility | WAT | hydro | TRUE
3780 | Hydroelectric Pumped Storage | PS | 66 | N | Electric Utility | WAT | hydro | TRUE
3782 | Petroleum Liquids | IC | 2.1 | N | IPP Non-CHP | DFO | petroleum | TRUE
3782 | Petroleum Liquids | IC | 2.1 | N | IPP Non-CHP | DFO | petroleum | TRUE
3782 | Petroleum Liquids | IC | 2.1 | N | IPP Non-CHP | DFO | petroleum | TRUE
3782 | Petroleum Liquids | IC | 2.1 | N | IPP Non-CHP | DFO | petroleum | TRUE
3782 | Petroleum Liquids | IC | 2.1 | N | IPP Non-CHP | DFO | petroleum | TRUE
3782 | Petroleum Liquids | IC | 2.1 | N | IPP Non-CHP | DFO | petroleum | TRUE
3785 | Petroleum Liquids | GT | 31 | N | IPP Non-CHP | DFO | petroleum | TRUE
3789 | Conventional Hydroelectric | HY | 0.4 | N | IPP Non-CHP | WAT | hydro | TRUE
3789 | Conventional Hydroelectric | HY | 0.3 | N | IPP Non-CHP | WAT | hydro | TRUE
3789 | Conventional Hydroelectric | HY | 0.4 | N | IPP Non-CHP | WAT | hydro | TRUE
3790 | Conventional Hydroelectric | HY | 0.3 | N | IPP Non-CHP | WAT | hydro | TRUE
3790 | Conventional Hydroelectric | HY | 0.5 | N | IPP Non-CHP | WAT | hydro | TRUE
3790 | Conventional Hydroelectric | HY | 0.5 | N | IPP Non-CHP | WAT | hydro | TRUE
3796 | Natural Gas Steam Turbine | ST | 71 | N | Electric Utility | NG | natural gas peaker | TRUE
3796 | Natural Gas Steam Turbine | ST | 156 | N | Electric Utility | NG | natural gas peaker | TRUE
3797 | Conventional Steam Coal | ST | 97.5 | N | Electric Utility | BIT | hard coal | TRUE
3797 | Conventional Steam Coal | ST | 162.5 | N | Electric Utility | BIT | hard coal | TRUE
3797 | Conventional Steam Coal | ST | 336 | N | Electric Utility | BIT | hard coal | TRUE
3797 | Conventional Steam Coal | ST | 670 | N | Electric Utility | BIT | hard coal | TRUE
3797 | Natural Gas Fired Combined Cycle | CT | 142 | N | Electric Utility | NG | natural gas nonpeaker | TRUE
3797 | Natural Gas Fired Combined Cycle | CT | 140 | N | Electric Utility | NG | natural gas nonpeaker | TRUE
3797 | Natural Gas Fired Combined Cycle | CA | 55 | N | Electric Utility | NG | natural gas nonpeaker | TRUE
3797 | Natural Gas Fired Combined Cycle | CA | 60 | N | Electric Utility | NG | natural gas nonpeaker | TRUE
3798 | Conventional Hydroelectric | HY | 0.4 | N | Electric Utility | WAT | hydro | TRUE
3798 | Conventional Hydroelectric | HY | 0.4 | N | Electric Utility | WAT | hydro | TRUE
3798 | Conventional Hydroelectric | HY | 0.4 | N | Electric Utility | WAT | hydro | TRUE
3798 | Conventional Hydroelectric | HY | 0.4 | N | Electric Utility | WAT | hydro | TRUE
3798 | Conventional Hydroelectric | HY | 0.4 | N | Electric Utility | WAT | hydro | TRUE
3799 | Petroleum Liquids | GT | 12 | N | Electric Utility | DFO | petroleum | TRUE
3799 | Petroleum Liquids | GT | 12 | N | Electric Utility | DFO | petroleum | TRUE
3799 | Petroleum Liquids | GT | 12 | N | Electric Utility | DFO | petroleum | TRUE
3799 | Petroleum Liquids | GT | 12 | N | Electric Utility | DFO | petroleum | TRUE
3800 | Petroleum Liquids | GT | 12 | N | Electric Utility | DFO | petroleum | TRUE
3800 | Petroleum Liquids | GT | 11 | N | Electric Utility | DFO | petroleum | TRUE
3800 | Petroleum Liquids | GT | 12 | N | Electric Utility | DFO | petroleum | TRUE
3800 | Petroleum Liquids | GT | 12 | N | Electric Utility | DFO | petroleum | TRUE
3803 | Petroleum Liquids | GT | 12 | N | Electric Utility | DFO | petroleum | TRUE
3803 | Petroleum Liquids | GT | 15 | N | Electric Utility | DFO | petroleum | TRUE
3803 | Petroleum Liquids | GT | 12 | N | Electric Utility | DFO | petroleum | TRUE
3803 | Petroleum Liquids | GT | 12 | N | Electric Utility | DFO | petroleum | TRUE
3804 | Natural Gas Steam Turbine | ST | 96 | N | Electric Utility | NG | natural gas peaker | TRUE
3804 | Natural Gas Steam Turbine | ST | 220 | N | Electric Utility | NG | natural gas peaker | TRUE
3804 | Petroleum Liquids | ST | 786 | N | Electric Utility | RFO | petroleum | TRUE
3804 | Natural Gas Fired Combined Cycle | CT | 148.5 | N | Electric Utility | NG | natural gas nonpeaker | TRUE
3804 | Natural Gas Fired Combined Cycle | CT | 148.5 | N | Electric Utility | NG | natural gas nonpeaker | TRUE
3804 | Natural Gas Fired Combined Cycle | CA | 262 | N | Electric Utility | NG | natural gas nonpeaker | TRUE
3804 | Petroleum Liquids | GT | 12 | N | Electric Utility | DFO | petroleum | TRUE
3804 | Petroleum Liquids | GT | 12 | N | Electric Utility | DFO | petroleum | TRUE
3804 | Petroleum Liquids | GT | 12 | N | Electric Utility | DFO | petroleum | TRUE
3804 | Petroleum Liquids | GT | 12 | N | Electric Utility | DFO | petroleum | TRUE
3804 | Petroleum Liquids | GT | 12 | N | Electric Utility | DFO | petroleum | TRUE
3804 | Petroleum Liquids | GT | 12 | N | Electric Utility | DFO | petroleum | TRUE
3806 | Nuclear | ST | 838 | N | Electric Utility | NUC | nuclear | TRUE
3806 | Nuclear | ST | 838 | N | Electric Utility | NUC | nuclear | TRUE
3809 | Conventional Steam Coal | ST | 159 | N | Electric Utility | BIT | hard coal | TRUE
3809 | Conventional Steam Coal | ST | 164 | N | Electric Utility | BIT | hard coal | TRUE
3809 | Petroleum Liquids | ST | 790 | N | Electric Utility | RFO | petroleum | TRUE
3821 | Conventional Hydroelectric | HY | 2.5 | N | Electric Utility | WAT | hydro | TRUE
3821 | Conventional Hydroelectric | HY | 2.5 | N | Electric Utility | WAT | hydro | TRUE
3823 | Petroleum Liquids | IC | 1.5 | N | Electric Utility | DFO | petroleum | TRUE
3825 | Conventional Hydroelectric | HY | 3.5 | N | Electric Utility | WAT | hydro | TRUE
3825 | Conventional Hydroelectric | HY | 3.5 | N | Electric Utility | WAT | hydro | TRUE
3825 | Conventional Hydroelectric | HY | 3.5 | N | Electric Utility | WAT | hydro | TRUE
3826 | Conventional Hydroelectric | HY | 0.3 | N | Electric Utility | WAT | hydro | TRUE
3826 | Conventional Hydroelectric | HY | 0.9 | N | Electric Utility | WAT | hydro | TRUE
3827 | Conventional Hydroelectric | HY | 1 | N | Electric Utility | WAT | hydro | TRUE
3833 | Conventional Hydroelectric | HY | 13.8 | N | Electric Utility | WAT | hydro | TRUE
3833 | Conventional Hydroelectric | HY | 46.8 | N | Electric Utility | WAT | hydro | TRUE
3833 | Conventional Hydroelectric | HY | 46.8 | N | Electric Utility | WAT | hydro | TRUE
3833 | Conventional Hydroelectric | HY | 46.8 | N | Electric Utility | WAT | hydro | TRUE
3833 | Conventional Hydroelectric | HY | 46.8 | N | Electric Utility | WAT | hydro | TRUE
3833 | Conventional Hydroelectric | HY | 46.8 | N | Electric Utility | WAT | hydro | TRUE
3833 | Conventional Hydroelectric | HY | 46.8 | N | Electric Utility | WAT | hydro | TRUE
3833 | Conventional Hydroelectric | HY | 1 | N | Electric Utility | WAT | hydro | TRUE
3833 | Conventional Hydroelectric | HY | 1 | N | Electric Utility | WAT | hydro | TRUE
3834 | Conventional Hydroelectric | HY | 7.5 | N | Electric Utility | WAT | hydro | TRUE
3834 | Conventional Hydroelectric | HY | 7.5 | N | Electric Utility | WAT | hydro | TRUE
3834 | Conventional Hydroelectric | HY | 0.6 | N | Electric Utility | WAT | hydro | TRUE
3845 | Conventional Steam Coal | ST | 670 | N | IPP Non-CHP | SUB | hard coal | TRUE
3845 | Conventional Steam Coal | ST | 670 | N | IPP Non-CHP | SUB | hard coal | TRUE
3847 | Conventional Hydroelectric | HY | 50 | N | Electric Utility | WAT | hydro | TRUE
3847 | Conventional Hydroelectric | HY | 50 | N | Electric Utility | WAT | hydro | TRUE
3847 | Conventional Hydroelectric | HY | 50 | N | Electric Utility | WAT | hydro | TRUE
3847 | Conventional Hydroelectric | HY | 1 | N | Electric Utility | WAT | hydro | TRUE
3850 | Conventional Hydroelectric | HY | 87.9 | N | Electric Utility | WAT | hydro | TRUE
3850 | Conventional Hydroelectric | HY | 87.9 | N | Electric Utility | WAT | hydro | TRUE
3850 | Conventional Hydroelectric | HY | 87.9 | N | Electric Utility | WAT | hydro | TRUE
3852 | Conventional Hydroelectric | HY | 81.8 | N | Electric Utility | WAT | hydro | TRUE
3852 | Conventional Hydroelectric | HY | 81.8 | N | Electric Utility | WAT | hydro | TRUE
3853 | Petroleum Liquids | IC | 2.5 | N | Electric Utility | DFO | petroleum | TRUE
3854 | Conventional Hydroelectric | HY | 5.7 | N | IPP Non-CHP | WAT | hydro | TRUE
3854 | Conventional Hydroelectric | HY | 5.9 | N | IPP Non-CHP | WAT | hydro | TRUE
3854 | Conventional Hydroelectric | HY | 6.3 | N | IPP Non-CHP | WAT | hydro | TRUE
3854 | Conventional Hydroelectric | HY | 7.9 | N | IPP Non-CHP | WAT | hydro | TRUE
3855 | Conventional Hydroelectric | HY | 80.8 | N | Electric Utility | WAT | hydro | TRUE
3855 | Conventional Hydroelectric | HY | 30.4 | N | Electric Utility | WAT | hydro | TRUE
3860 | Conventional Hydroelectric | HY | 1.8 | N | Electric Utility | WAT | hydro | TRUE
3860 | Conventional Hydroelectric | HY | 1.8 | N | Electric Utility | WAT | hydro | TRUE
3860 | Conventional Hydroelectric | HY | 1.8 | N | Electric Utility | WAT | hydro | TRUE
3860 | Conventional Hydroelectric | HY | 1.8 | N | Electric Utility | WAT | hydro | TRUE
3860 | Conventional Hydroelectric | HY | 5.6 | N | Electric Utility | WAT | hydro | TRUE
3861 | Conventional Hydroelectric | HY | 52.5 | N | Electric Utility | WAT | hydro | TRUE
3861 | Conventional Hydroelectric | HY | 52.5 | N | Electric Utility | WAT | hydro | TRUE
3866 | Conventional Hydroelectric | HY | 9 | N | Electric Utility | WAT | hydro | TRUE
3866 | Conventional Hydroelectric | HY | 9 | N | Electric Utility | WAT | hydro | TRUE
3866 | Conventional Hydroelectric | HY | 9 | N | Electric Utility | WAT | hydro | TRUE
3866 | Conventional Hydroelectric | HY | 9 | N | Electric Utility | WAT | hydro | TRUE
3867 | Conventional Hydroelectric | HY | 22.4 | N | Electric Utility | WAT | hydro | TRUE
3867 | Conventional Hydroelectric | HY | 22.5 | N | Electric Utility | WAT | hydro | TRUE
3867 | Conventional Hydroelectric | HY | 22.5 | N | Electric Utility | WAT | hydro | TRUE
3867 | Conventional Hydroelectric | HY | 22.1 | N | Electric Utility | WAT | hydro | TRUE
3868 | Conventional Hydroelectric | HY | 0.9 | N | IPP Non-CHP | WAT | hydro | TRUE
3868 | Conventional Hydroelectric | HY | 0.3 | N | IPP Non-CHP | WAT | hydro | TRUE
3869 | Conventional Hydroelectric | HY | 2 | N | Electric Utility | WAT | hydro | TRUE
3869 | Conventional Hydroelectric | HY | 2 | N | Electric Utility | WAT | hydro | TRUE
3869 | Conventional Hydroelectric | HY | 8 | N | Electric Utility | WAT | hydro | TRUE
3869 | Conventional Hydroelectric | HY | 8 | N | Electric Utility | WAT | hydro | TRUE
3878 | Conventional Hydroelectric | HY | 2.7 | N | Electric Utility | WAT | hydro | TRUE
3878 | Conventional Hydroelectric | HY | 2.7 | N | Electric Utility | WAT | hydro | TRUE
3878 | Conventional Hydroelectric | HY | 6 | N | Electric Utility | WAT | hydro | TRUE
3883 | Conventional Hydroelectric | HY | 104.9 | N | Electric Utility | WAT | hydro | TRUE
3883 | Conventional Hydroelectric | HY | 129.9 | N | Electric Utility | WAT | hydro | TRUE
3883 | Conventional Hydroelectric | HY | 129.9 | N | Electric Utility | WAT | hydro | TRUE
3883 | Conventional Hydroelectric | HY | 104.9 | N | Electric Utility | WAT | hydro | TRUE
3883 | Conventional Hydroelectric | HY | 104.9 | N | Electric Utility | WAT | hydro | TRUE
3883 | Conventional Hydroelectric | HY | 104.9 | N | Electric Utility | WAT | hydro | TRUE
3883 | Conventional Hydroelectric | HY | 104.9 | N | Electric Utility | WAT | hydro | TRUE
3883 | Conventional Hydroelectric | HY | 104.9 | N | Electric Utility | WAT | hydro | TRUE
3883 | Conventional Hydroelectric | HY | 104.9 | N | Electric Utility | WAT | hydro | TRUE
3883 | Conventional Hydroelectric | HY | 129.9 | N | Electric Utility | WAT | hydro | TRUE
3883 | Conventional Hydroelectric | HY | 129.9 | N | Electric Utility | WAT | hydro | TRUE
3886 | Conventional Hydroelectric | HY | 84 | N | Electric Utility | WAT | hydro | TRUE
3886 | Conventional Hydroelectric | HY | 84 | N | Electric Utility | WAT | hydro | TRUE
3886 | Conventional Hydroelectric | HY | 84 | N | Electric Utility | WAT | hydro | TRUE
3886 | Conventional Hydroelectric | HY | 84 | N | Electric Utility | WAT | hydro | TRUE
3886 | Conventional Hydroelectric | HY | 84 | N | Electric Utility | WAT | hydro | TRUE
3886 | Conventional Hydroelectric | HY | 84 | N | Electric Utility | WAT | hydro | TRUE
3886 | Conventional Hydroelectric | HY | 84 | N | Electric Utility | WAT | hydro | TRUE
3886 | Conventional Hydroelectric | HY | 84 | N | Electric Utility | WAT | hydro | TRUE
3886 | Conventional Hydroelectric | HY | 84 | N | Electric Utility | WAT | hydro | TRUE
3886 | Conventional Hydroelectric | HY | 84 | N | Electric Utility | WAT | hydro | TRUE
3887 | Conventional Hydroelectric | HY | 95 | N | Electric Utility | WAT | hydro | TRUE
3887 | Conventional Hydroelectric | HY | 95 | N | Electric Utility | WAT | hydro | TRUE
3887 | Conventional Hydroelectric | HY | 97.8 | N | Electric Utility | WAT | hydro | TRUE
3887 | Conventional Hydroelectric | HY | 95 | N | Electric Utility | WAT | hydro | TRUE
3887 | Conventional Hydroelectric | HY | 95 | N | Electric Utility | WAT | hydro | TRUE
3887 | Conventional Hydroelectric | HY | 95 | N | Electric Utility | WAT | hydro | TRUE
3887 | Conventional Hydroelectric | HY | 95 | N | Electric Utility | WAT | hydro | TRUE
3887 | Conventional Hydroelectric | HY | 95 | N | Electric Utility | WAT | hydro | TRUE
3887 | Conventional Hydroelectric | HY | 95 | N | Electric Utility | WAT | hydro | TRUE
3887 | Conventional Hydroelectric | HY | 97.8 | N | Electric Utility | WAT | hydro | TRUE
3888 | Conventional Hydroelectric | HY | 122 | N | Electric Utility | WAT | hydro | TRUE
3888 | Conventional Hydroelectric | HY | 122 | N | Electric Utility | WAT | hydro | TRUE
3888 | Conventional Hydroelectric | HY | 122 | N | Electric Utility | WAT | hydro | TRUE
3888 | Conventional Hydroelectric | HY | 103.8 | N | Electric Utility | WAT | hydro | TRUE
3888 | Conventional Hydroelectric | HY | 103.8 | N | Electric Utility | WAT | hydro | TRUE
3888 | Conventional Hydroelectric | HY | 122 | N | Electric Utility | WAT | hydro | TRUE
3888 | Conventional Hydroelectric | HY | 122 | N | Electric Utility | WAT | hydro | TRUE
3888 | Conventional Hydroelectric | HY | 103.8 | N | Electric Utility | WAT | hydro | TRUE
3888 | Conventional Hydroelectric | HY | 122 | N | Electric Utility | WAT | hydro | TRUE
3891 | Conventional Hydroelectric | HY | 22.5 | N | Electric Utility | WAT | hydro | TRUE
3891 | Conventional Hydroelectric | HY | 22.5 | N | Electric Utility | WAT | hydro | TRUE
3891 | Conventional Hydroelectric | HY | 22.5 | N | Electric Utility | WAT | hydro | TRUE
3891 | Conventional Hydroelectric | HY | 22.5 | N | Electric Utility | WAT | hydro | TRUE
3895 | Conventional Hydroelectric | HY | 78 | N | Electric Utility | WAT | hydro | TRUE
3895 | Conventional Hydroelectric | HY | 78 | N | Electric Utility | WAT | hydro | TRUE
3895 | Conventional Hydroelectric | HY | 78 | N | Electric Utility | WAT | hydro | TRUE
3895 | Conventional Hydroelectric | HY | 78 | N | Electric Utility | WAT | hydro | TRUE
3895 | Conventional Hydroelectric | HY | 78 | N | Electric Utility | WAT | hydro | TRUE
3895 | Conventional Hydroelectric | HY | 78 | N | Electric Utility | WAT | hydro | TRUE
3895 | Conventional Hydroelectric | HY | 86 | N | Electric Utility | WAT | hydro | TRUE
3895 | Conventional Hydroelectric | HY | 86 | N | Electric Utility | WAT | hydro | TRUE
3895 | Conventional Hydroelectric | HY | 86 | N | Electric Utility | WAT | hydro | TRUE
3895 | Conventional Hydroelectric | HY | 86 | N | Electric Utility | WAT | hydro | TRUE
3895 | Conventional Hydroelectric | HY | 86 | N | Electric Utility | WAT | hydro | TRUE
3895 | Conventional Hydroelectric | HY | 78 | N | Electric Utility | WAT | hydro | TRUE
3895 | Conventional Hydroelectric | HY | 86 | N | Electric Utility | WAT | hydro | TRUE
3895 | Conventional Hydroelectric | HY | 86 | N | Electric Utility | WAT | hydro | TRUE
3895 | Conventional Hydroelectric | HY | 86 | N | Electric Utility | WAT | hydro | TRUE
3895 | Conventional Hydroelectric | HY | 78 | N | Electric Utility | WAT | hydro | TRUE
3895 | Conventional Hydroelectric | HY | 78 | N | Electric Utility | WAT | hydro | TRUE
3895 | Conventional Hydroelectric | HY | 92.7 | N | Electric Utility | WAT | hydro | TRUE
3895 | Conventional Hydroelectric | HY | 78 | N | Electric Utility | WAT | hydro | TRUE
3895 | Conventional Hydroelectric | HY | 78 | N | Electric Utility | WAT | hydro | TRUE
3895 | Conventional Hydroelectric | HY | 78 | N | Electric Utility | WAT | hydro | TRUE
3895 | Conventional Hydroelectric | HY | 78 | N | Electric Utility | WAT | hydro | TRUE
3895 | Conventional Hydroelectric | HY | 14 | N | Electric Utility | WAT | hydro | TRUE
3895 | Conventional Hydroelectric | HY | 14 | N | Electric Utility | WAT | hydro | TRUE
3913 | Conventional Hydroelectric | HY | 25.2 | N | Electric Utility | WAT | hydro | TRUE
3913 | Conventional Hydroelectric | HY | 25.2 | N | Electric Utility | WAT | hydro | TRUE
3914 | Conventional Hydroelectric | HY | 26.7 | N | Electric Utility | WAT | hydro | TRUE
3914 | Conventional Hydroelectric | HY | 26.7 | N | Electric Utility | WAT | hydro | TRUE
3915 | Conventional Hydroelectric | HY | 30 | N | Electric Utility | WAT | hydro | TRUE
3915 | Conventional Hydroelectric | HY | 30 | N | Electric Utility | WAT | hydro | TRUE
3915 | Conventional Hydroelectric | HY | 30 | N | Electric Utility | WAT | hydro | TRUE
3915 | Conventional Hydroelectric | HY | 1.8 | N | Electric Utility | WAT | hydro | TRUE
3915 | Conventional Hydroelectric | HY | 1.8 | N | Electric Utility | WAT | hydro | TRUE
3916 | Conventional Hydroelectric | HY | 6 | N | Electric Utility | WAT | hydro | TRUE
3916 | Conventional Hydroelectric | HY | 6 | N | Electric Utility | WAT | hydro | TRUE
3916 | Conventional Hydroelectric | HY | 6 | N | Electric Utility | WAT | hydro | TRUE
3916 | Conventional Hydroelectric | HY | 6 | N | Electric Utility | WAT | hydro | TRUE
3916 | Conventional Hydroelectric | HY | 40 | N | Electric Utility | WAT | hydro | TRUE
3917 | Conventional Hydroelectric | HY | 41 | N | Electric Utility | WAT | hydro | TRUE
3917 | Conventional Hydroelectric | HY | 41 | N | Electric Utility | WAT | hydro | TRUE
3917 | Conventional Hydroelectric | HY | 41 | N | Electric Utility | WAT | hydro | TRUE
3917 | Conventional Hydroelectric | HY | 41 | N | Electric Utility | WAT | hydro | TRUE
3918 | Conventional Hydroelectric | HY | 203.4 | N | Electric Utility | WAT | hydro | TRUE
3918 | Conventional Hydroelectric | HY | 168 | N | Electric Utility | WAT | hydro | TRUE
3921 | Conventional Hydroelectric | HY | 88.2 | N | Electric Utility | WAT | hydro | TRUE
3921 | Conventional Hydroelectric | HY | 88.2 | N | Electric Utility | WAT | hydro | TRUE
3921 | Conventional Hydroelectric | HY | 88.2 | N | Electric Utility | WAT | hydro | TRUE
3921 | Conventional Hydroelectric | HY | 88.2 | N | Electric Utility | WAT | hydro | TRUE
3921 | Conventional Hydroelectric | HY | 88.2 | N | Electric Utility | WAT | hydro | TRUE
3921 | Conventional Hydroelectric | HY | 88.2 | N | Electric Utility | WAT | hydro | TRUE
3921 | Conventional Hydroelectric | HY | 88.2 | N | Electric Utility | WAT | hydro | TRUE
3921 | Conventional Hydroelectric | HY | 88.2 | N | Electric Utility | WAT | hydro | TRUE
3921 | Conventional Hydroelectric | HY | 95 | N | Electric Utility | WAT | hydro | TRUE
3921 | Conventional Hydroelectric | HY | 95 | N | Electric Utility | WAT | hydro | TRUE
3921 | Conventional Hydroelectric | HY | 95 | N | Electric Utility | WAT | hydro | TRUE
3921 | Conventional Hydroelectric | HY | 88.2 | N | Electric Utility | WAT | hydro | TRUE
3921 | Conventional Hydroelectric | HY | 95 | N | Electric Utility | WAT | hydro | TRUE
3921 | Conventional Hydroelectric | HY | 95 | N | Electric Utility | WAT | hydro | TRUE
3921 | Conventional Hydroelectric | HY | 95 | N | Electric Utility | WAT | hydro | TRUE
3921 | Conventional Hydroelectric | HY | 95 | N | Electric Utility | WAT | hydro | TRUE
3921 | Conventional Hydroelectric | HY | 95 | N | Electric Utility | WAT | hydro | TRUE
3921 | Conventional Hydroelectric | HY | 95 | N | Electric Utility | WAT | hydro | TRUE
3921 | Conventional Hydroelectric | HY | 95 | N | Electric Utility | WAT | hydro | TRUE
3921 | Conventional Hydroelectric | HY | 95 | N | Electric Utility | WAT | hydro | TRUE
3921 | Conventional Hydroelectric | HY | 88.2 | N | Electric Utility | WAT | hydro | TRUE
3921 | Conventional Hydroelectric | HY | 88.2 | N | Electric Utility | WAT | hydro | TRUE
3921 | Conventional Hydroelectric | HY | 88.2 | N | Electric Utility | WAT | hydro | TRUE
3921 | Conventional Hydroelectric | HY | 88.2 | N | Electric Utility | WAT | hydro | TRUE
3921 | Conventional Hydroelectric | HY | 88.2 | N | Electric Utility | WAT | hydro | TRUE
3921 | Conventional Hydroelectric | HY | 88.2 | N | Electric Utility | WAT | hydro | TRUE
3921 | Conventional Hydroelectric | HY | 88.2 | N | Electric Utility | WAT | hydro | TRUE
3925 | Conventional Hydroelectric | HY | 90 | N | Electric Utility | WAT | hydro | TRUE
3925 | Conventional Hydroelectric | HY | 90 | N | Electric Utility | WAT | hydro | TRUE
3925 | Conventional Hydroelectric | HY | 90 | N | Electric Utility | WAT | hydro | TRUE
3925 | Conventional Hydroelectric | HY | 111 | N | Electric Utility | WAT | hydro | TRUE
3925 | Conventional Hydroelectric | HY | 111 | N | Electric Utility | WAT | hydro | TRUE
3925 | Conventional Hydroelectric | HY | 111 | N | Electric Utility | WAT | hydro | TRUE
3926 | Conventional Hydroelectric | HY | 135 | N | Electric Utility | WAT | hydro | TRUE
3926 | Conventional Hydroelectric | HY | 135 | N | Electric Utility | WAT | hydro | TRUE
3926 | Conventional Hydroelectric | HY | 135 | N | Electric Utility | WAT | hydro | TRUE
3926 | Conventional Hydroelectric | HY | 135 | N | Electric Utility | WAT | hydro | TRUE
3926 | Conventional Hydroelectric | HY | 135 | N | Electric Utility | WAT | hydro | TRUE
3926 | Conventional Hydroelectric | HY | 135 | N | Electric Utility | WAT | hydro | TRUE
3927 | Conventional Hydroelectric | HY | 119 | N | Electric Utility | WAT | hydro | TRUE
3927 | Conventional Hydroelectric | HY | 135 | N | Electric Utility | WAT | hydro | TRUE
3927 | Conventional Hydroelectric | HY | 135 | N | Electric Utility | WAT | hydro | TRUE
3927 | Conventional Hydroelectric | HY | 135 | N | Electric Utility | WAT | hydro | TRUE
3927 | Conventional Hydroelectric | HY | 135 | N | Electric Utility | WAT | hydro | TRUE
3927 | Conventional Hydroelectric | HY | 135 | N | Electric Utility | WAT | hydro | TRUE
3929 | Conventional Hydroelectric | HY | 26 | N | Electric Utility | WAT | hydro | TRUE
3935 | Conventional Steam Coal | ST | 800 | N | Electric Utility | BIT | hard coal | TRUE
3935 | Conventional Steam Coal | ST | 800 | N | Electric Utility | BIT | hard coal | TRUE
3935 | Conventional Steam Coal | ST | 1300 | N | Electric Utility | BIT | hard coal | TRUE
3936 | Conventional Steam Coal | ST | 200 | N | Electric Utility | BIT | hard coal | TRUE
3936 | Conventional Steam Coal | ST | 200 | N | Electric Utility | BIT | hard coal | TRUE
3943 | Conventional Steam Coal | ST | 552 | N | Electric Utility | BIT | hard coal | TRUE
3943 | Conventional Steam Coal | ST | 546 | N | Electric Utility | BIT | hard coal | TRUE
3944 | Conventional Steam Coal | ST | 652 | N | Electric Utility | BIT | hard coal | TRUE
3944 | Conventional Steam Coal | ST | 651 | N | Electric Utility | BIT | hard coal | TRUE
3944 | Conventional Steam Coal | ST | 651 | N | Electric Utility | BIT | hard coal | TRUE
3948 | Conventional Steam Coal | ST | 770 | N | Electric Utility | BIT | hard coal | TRUE
3948 | Conventional Steam Coal | ST | 790 | N | Electric Utility | BIT | hard coal | TRUE
3954 | Conventional Steam Coal | ST | 554 | N | Electric Utility | BIT | hard coal | TRUE
3954 | Conventional Steam Coal | ST | 555 | N | Electric Utility | BIT | hard coal | TRUE
3954 | Conventional Steam Coal | ST | 520 | N | Electric Utility | BIT | hard coal | TRUE
3954 | Petroleum Liquids | GT | 11 | N | Electric Utility | JF | petroleum | TRUE
3971 | Conventional Hydroelectric | HY | 1.3 | N | Electric Utility | WAT | hydro | TRUE
3971 | Conventional Hydroelectric | HY | 1.3 | N | Electric Utility | WAT | hydro | TRUE
3971 | Conventional Hydroelectric | HY | 0.4 | N | Electric Utility | WAT | hydro | TRUE
3971 | Conventional Hydroelectric | HY | 0.4 | N | Electric Utility | WAT | hydro | TRUE
3971 | Conventional Hydroelectric | HY | 0.4 | N | Electric Utility | WAT | hydro | TRUE
3971 | Conventional Hydroelectric | HY | 0.4 | N | Electric Utility | WAT | hydro | TRUE
3971 | Conventional Hydroelectric | HY | 0.4 | N | Electric Utility | WAT | hydro | TRUE
3971 | Conventional Hydroelectric | HY | 0.8 | N | Electric Utility | WAT | hydro | TRUE
3972 | Conventional Hydroelectric | HY | 1.2 | N | Electric Utility | WAT | hydro | TRUE
3972 | Conventional Hydroelectric | HY | 2 | N | Electric Utility | WAT | hydro | TRUE
3972 | Conventional Hydroelectric | HY | 2 | N | Electric Utility | WAT | hydro | TRUE
3972 | Conventional Hydroelectric | HY | 2 | N | Electric Utility | WAT | hydro | TRUE
3973 | Conventional Hydroelectric | HY | 0.8 | N | Electric Utility | WAT | hydro | TRUE
3973 | Conventional Hydroelectric | HY | 0.8 | N | Electric Utility | WAT | hydro | TRUE
3973 | Conventional Hydroelectric | HY | 0.8 | N | Electric Utility | WAT | hydro | TRUE
3973 | Conventional Hydroelectric | HY | 0.8 | N | Electric Utility | WAT | hydro | TRUE
3973 | Conventional Hydroelectric | HY | 0.8 | N | Electric Utility | WAT | hydro | TRUE
3973 | Conventional Hydroelectric | HY | 0.8 | N | Electric Utility | WAT | hydro | TRUE
3974 | Conventional Hydroelectric | HY | 2.3 | N | Electric Utility | WAT | hydro | TRUE
3974 | Conventional Hydroelectric | HY | 0.6 | N | Electric Utility | WAT | hydro | TRUE
3974 | Conventional Hydroelectric | HY | 2.3 | N | Electric Utility | WAT | hydro | TRUE
3974 | Conventional Hydroelectric | HY | 0.6 | N | Electric Utility | WAT | hydro | TRUE
3974 | Conventional Hydroelectric | HY | 0.6 | N | Electric Utility | WAT | hydro | TRUE
3974 | Conventional Hydroelectric | HY | 0.6 | N | Electric Utility | WAT | hydro | TRUE
3974 | Conventional Hydroelectric | HY | 0.3 | N | Electric Utility | WAT | hydro | TRUE
3974 | Conventional Hydroelectric | HY | 0.6 | N | Electric Utility | WAT | hydro | TRUE
3974 | Conventional Hydroelectric | HY | 0.3 | N | Electric Utility | WAT | hydro | TRUE
3974 | Conventional Hydroelectric | HY | 0.6 | N | Electric Utility | WAT | hydro | TRUE
3975 | Conventional Hydroelectric | HY | 1.2 | N | Electric Utility | WAT | hydro | TRUE
3975 | Conventional Hydroelectric | HY | 0.3 | N | Electric Utility | WAT | hydro | TRUE
3975 | Conventional Hydroelectric | HY | 0.5 | N | Electric Utility | WAT | hydro | TRUE
3975 | Conventional Hydroelectric | HY | 0.5 | N | Electric Utility | WAT | hydro | TRUE
3975 | Conventional Hydroelectric | HY | 0.5 | N | Electric Utility | WAT | hydro | TRUE
3975 | Conventional Hydroelectric | HY | 0.5 | N | Electric Utility | WAT | hydro | TRUE
3975 | Conventional Hydroelectric | HY | 0.5 | N | Electric Utility | WAT | hydro | TRUE
3975 | Conventional Hydroelectric | HY | 0.5 | N | Electric Utility | WAT | hydro | TRUE
3975 | Conventional Hydroelectric | HY | 0.3 | N | Electric Utility | WAT | hydro | TRUE
3975 | Conventional Hydroelectric | HY | 0.3 | N | Electric Utility | WAT | hydro | TRUE
3976 | Petroleum Liquids | IC | 0.7 | N | Electric Utility | DFO | petroleum | TRUE
3976 | Petroleum Liquids | IC | 0.7 | N | Electric Utility | DFO | petroleum | TRUE
3976 | Petroleum Liquids | IC | 0.7 | N | Electric Utility | DFO | petroleum | TRUE
3976 | Petroleum Liquids | IC | 0.7 | N | Electric Utility | DFO | petroleum | TRUE
3982 | Wood/Wood Waste Biomass | ST | 15 | N | Electric Utility | WDS | biomass | TRUE
3982 | Wood/Wood Waste Biomass | ST | 18 | N | Electric Utility | WDS | biomass | TRUE
3982 | Natural Gas Steam Turbine | ST | 23 | N | Electric Utility | NG | natural gas peaker | TRUE
3983 | Conventional Hydroelectric | HY | 1.1 | N | Electric Utility | WAT | hydro | TRUE
3983 | Conventional Hydroelectric | HY | 1.1 | N | Electric Utility | WAT | hydro | TRUE
3983 | Conventional Hydroelectric | HY | 1.1 | N | Electric Utility | WAT | hydro | TRUE
3984 | Natural Gas Fired Combustion Turbine | GT | 12 | N | Electric Utility | NG | natural gas peaker | TRUE
3986 | Conventional Hydroelectric | HY | 0.3 | N | Electric Utility | WAT | hydro | TRUE
3986 | Conventional Hydroelectric | HY | 0.3 | N | Electric Utility | WAT | hydro | TRUE
3986 | Conventional Hydroelectric | HY | 0.4 | N | Electric Utility | WAT | hydro | TRUE
3988 | Conventional Hydroelectric | HY | 0.4 | N | Electric Utility | WAT | hydro | TRUE
3988 | Conventional Hydroelectric | HY | 0.4 | N | Electric Utility | WAT | hydro | TRUE
3989 | Conventional Hydroelectric | HY | 0.2 | N | Electric Utility | WAT | hydro | TRUE
3989 | Conventional Hydroelectric | HY | 0.2 | N | Electric Utility | WAT | hydro | TRUE
3991 | Natural Gas Fired Combustion Turbine | GT | 17.1 | N | Electric Utility | NG | natural gas peaker | TRUE
3991 | Natural Gas Fired Combustion Turbine | GT | 16.1 | N | Electric Utility | NG | natural gas peaker | TRUE
3992 | Natural Gas Steam Turbine | ST | 52.1 | N | Electric Utility | NG | natural gas peaker | TRUE
3992 | Natural Gas Steam Turbine | ST | 51.4 | N | Electric Utility | NG | natural gas peaker | TRUE
3993 | Natural Gas Fired Combustion Turbine | GT | 11.7 | N | Electric Utility | NG | natural gas peaker | TRUE
3993 | Natural Gas Fired Combustion Turbine | GT | 17.8 | N | Electric Utility | NG | natural gas peaker | TRUE
3995 | Conventional Hydroelectric | HY | 0.6 | N | IPP Non-CHP | WAT | hydro | TRUE
3995 | Conventional Hydroelectric | HY | 0.6 | N | IPP Non-CHP | WAT | hydro | TRUE
3995 | Conventional Hydroelectric | HY | 0.2 | N | IPP Non-CHP | WAT | hydro | TRUE
3998 | Conventional Hydroelectric | HY | 1.3 | N | Electric Utility | WAT | hydro | TRUE
3998 | Conventional Hydroelectric | HY | 1.1 | N | Electric Utility | WAT | hydro | TRUE
3998 | Conventional Hydroelectric | HY | 1.2 | N | Electric Utility | WAT | hydro | TRUE
4000 | Conventional Hydroelectric | HY | 1.9 | N | Electric Utility | WAT | hydro | TRUE
4000 | Conventional Hydroelectric | HY | 2.1 | N | Electric Utility | WAT | hydro | TRUE
4000 | Conventional Hydroelectric | HY | 2 | N | Electric Utility | WAT | hydro | TRUE
4000 | Conventional Hydroelectric | HY | 2 | N | Electric Utility | WAT | hydro | TRUE
4000 | Conventional Hydroelectric | HY | 2 | N | Electric Utility | WAT | hydro | TRUE
4000 | Conventional Hydroelectric | HY | 2.1 | N | Electric Utility | WAT | hydro | TRUE
4002 | Conventional Hydroelectric | HY | 1.9 | N | Electric Utility | WAT | hydro | TRUE
4002 | Conventional Hydroelectric | HY | 1.5 | N | Electric Utility | WAT | hydro | TRUE
4002 | Conventional Hydroelectric | HY | 1.5 | N | Electric Utility | WAT | hydro | TRUE
4002 | Conventional Hydroelectric | HY | 1.5 | N | Electric Utility | WAT | hydro | TRUE
4002 | Conventional Hydroelectric | HY | 0.9 | N | Electric Utility | WAT | hydro | TRUE
4005 | Wood/Wood Waste Biomass | ST | 9 | N | Electric Utility | WDS | biomass | TRUE
4005 | Wood/Wood Waste Biomass | ST | 7 | N | Electric Utility | WDS | biomass | TRUE
4005 | Petroleum Liquids | GT | 61 | N | Electric Utility | DFO | petroleum | TRUE
4005 | Petroleum Liquids | GT | 61 | N | Electric Utility | DFO | petroleum | TRUE
4007 | Conventional Hydroelectric | HY | 7.3 | N | Electric Utility | WAT | hydro | TRUE
4007 | Conventional Hydroelectric | HY | 7.3 | N | Electric Utility | WAT | hydro | TRUE
4007 | Conventional Hydroelectric | HY | 7.3 | N | Electric Utility | WAT | hydro | TRUE
4008 | Conventional Hydroelectric | HY | 12.3 | N | Electric Utility | WAT | hydro | TRUE
4008 | Conventional Hydroelectric | HY | 12.5 | N | Electric Utility | WAT | hydro | TRUE
4008 | Conventional Hydroelectric | HY | 0.2 | N | Electric Utility | WAT | hydro | TRUE
4009 | Conventional Hydroelectric | HY | 1.1 | N | Electric Utility | WAT | hydro | TRUE
4009 | Conventional Hydroelectric | HY | 1.1 | N | Electric Utility | WAT | hydro | TRUE
4011 | Conventional Hydroelectric | HY | 1.8 | N | Electric Utility | WAT | hydro | TRUE
4011 | Conventional Hydroelectric | HY | 1.8 | N | Electric Utility | WAT | hydro | TRUE
4011 | Conventional Hydroelectric | HY | 1.9 | N | Electric Utility | WAT | hydro | TRUE
4011 | Conventional Hydroelectric | HY | 1.9 | N | Electric Utility | WAT | hydro | TRUE
4011 | Conventional Hydroelectric | HY | 2 | N | Electric Utility | WAT | hydro | TRUE
4011 | Conventional Hydroelectric | HY | 1.9 | N | Electric Utility | WAT | hydro | TRUE
4011 | Conventional Hydroelectric | HY | 2 | N | Electric Utility | WAT | hydro | TRUE
4011 | Conventional Hydroelectric | HY | 1.9 | N | Electric Utility | WAT | hydro | TRUE
4012 | Conventional Hydroelectric | HY | 0.4 | N | Electric Utility | WAT | hydro | TRUE
4012 | Conventional Hydroelectric | HY | 0.3 | N | Electric Utility | WAT | hydro | TRUE
4014 | Natural Gas Fired Combustion Turbine | GT | 44 | N | Electric Utility | NG | natural gas peaker | TRUE
4014 | Natural Gas Fired Combustion Turbine | GT | 55 | N | Electric Utility | NG | natural gas peaker | TRUE
4014 | Natural Gas Fired Combustion Turbine | GT | 44 | N | Electric Utility | NG | natural gas peaker | TRUE
4014 | Natural Gas Fired Combustion Turbine | GT | 47 | N | Electric Utility | NG | natural gas peaker | TRUE
4014 | Petroleum Liquids | GT | 52 | N | Electric Utility | DFO | petroleum | TRUE
4014 | Petroleum Liquids | GT | 48 | N | Electric Utility | DFO | petroleum | TRUE
4015 | Conventional Hydroelectric | HY | 3 | N | Electric Utility | WAT | hydro | TRUE
4015 | Conventional Hydroelectric | HY | 3.1 | N | Electric Utility | WAT | hydro | TRUE
4015 | Conventional Hydroelectric | HY | 3 | N | Electric Utility | WAT | hydro | TRUE
4015 | Conventional Hydroelectric | HY | 3 | N | Electric Utility | WAT | hydro | TRUE
4015 | Conventional Hydroelectric | HY | 2.9 | N | Electric Utility | WAT | hydro | TRUE
4015 | Conventional Hydroelectric | HY | 3 | N | Electric Utility | WAT | hydro | TRUE
4018 | Conventional Hydroelectric | HY | 0.4 | N | IPP Non-CHP | WAT | hydro | TRUE
4018 | Conventional Hydroelectric | HY | 0.4 | N | IPP Non-CHP | WAT | hydro | TRUE
4018 | Conventional Hydroelectric | HY | 0.4 | N | IPP Non-CHP | WAT | hydro | TRUE
4019 | Conventional Hydroelectric | HY | 0.1 | N | IPP Non-CHP | WAT | hydro | TRUE
4019 | Conventional Hydroelectric | HY | 0.3 | N | IPP Non-CHP | WAT | hydro | TRUE
4019 | Conventional Hydroelectric | HY | 0.6 | N | IPP Non-CHP | WAT | hydro | TRUE
4020 | Petroleum Liquids | IC | 2.5 | N | Electric Utility | DFO | petroleum | TRUE
4020 | Petroleum Liquids | IC | 0.7 | N | Electric Utility | DFO | petroleum | TRUE
4020 | Petroleum Liquids | IC | 0.7 | N | Electric Utility | DFO | petroleum | TRUE
4020 | Petroleum Liquids | IC | 0.6 | N | Electric Utility | DFO | petroleum | TRUE
4020 | Petroleum Liquids | IC | 0.5 | N | Electric Utility | DFO | petroleum | TRUE
4020 | Petroleum Liquids | IC | 1.7 | N | Electric Utility | DFO | petroleum | TRUE
4020 | Petroleum Liquids | IC | 1.8 | N | Electric Utility | DFO | petroleum | TRUE
4020 | Petroleum Liquids | IC | 2.5 | N | Electric Utility | DFO | petroleum | TRUE
4020 | Petroleum Liquids | IC | 2.5 | N | Electric Utility | DFO | petroleum | TRUE
4021 | Petroleum Liquids | IC | 0.8 | N | Electric Utility | DFO | petroleum | TRUE
4021 | Petroleum Liquids | IC | 0.8 | N | Electric Utility | DFO | petroleum | TRUE
4021 | Petroleum Liquids | IC | 0.9 | N | Electric Utility | DFO | petroleum | TRUE
4021 | Petroleum Liquids | IC | 2 | N | Electric Utility | DFO | petroleum | TRUE
4021 | Petroleum Liquids | IC | 1.8 | N | Electric Utility | DFO | petroleum | TRUE
4040 | Natural Gas Fired Combined Cycle | CT | 165.8 | N | Electric Utility | NG | natural gas nonpeaker | TRUE
4040 | Natural Gas Fired Combined Cycle | CT | 165.8 | N | Electric Utility | NG | natural gas nonpeaker | TRUE
4040 | Natural Gas Fired Combined Cycle | CT | 165.8 | N | Electric Utility | NG | natural gas nonpeaker | TRUE
4040 | Natural Gas Fired Combined Cycle | CT | 165.8 | N | Electric Utility | NG | natural gas nonpeaker | TRUE
4040 | Natural Gas Fired Combined Cycle | CA | 209.2 | N | Electric Utility | NG | natural gas nonpeaker | TRUE
4040 | Natural Gas Fired Combined Cycle | CA | 209.2 | N | Electric Utility | NG | natural gas nonpeaker | TRUE
4041 | Conventional Steam Coal | ST | 220 | N | Electric Utility | SUB | hard coal | TRUE
4041 | Conventional Steam Coal | ST | 223 | N | Electric Utility | SUB | hard coal | TRUE
4041 | Conventional Steam Coal | ST | 275 | N | Electric Utility | SUB | hard coal | TRUE
4041 | Conventional Steam Coal | ST | 275 | N | Electric Utility | SUB | hard coal | TRUE
4042 | Natural Gas Steam Turbine | ST | 120 | Y | Electric Utility | NG | natural gas peaker | TRUE
4042 | Conventional Steam Coal | ST | 120 | Y | Electric Utility | BIT | hard coal | TRUE
4042 | Petroleum Liquids | IC | 2.7 | N | Electric Utility | DFO | petroleum | TRUE
4043 | Conventional Hydroelectric | HY | 1.2 | N | Electric Utility | WAT | hydro | TRUE
4043 | Conventional Hydroelectric | HY | 0.5 | N | Electric Utility | WAT | hydro | TRUE
4043 | Conventional Hydroelectric | HY | 0.5 | N | Electric Utility | WAT | hydro | TRUE
4044 | Conventional Hydroelectric | HY | 0.4 | N | IPP Non-CHP | WAT | hydro | TRUE
4044 | Conventional Hydroelectric | HY | 0.4 | N | IPP Non-CHP | WAT | hydro | TRUE
4044 | Conventional Hydroelectric | HY | 0.3 | N | IPP Non-CHP | WAT | hydro | TRUE
4045 | Conventional Hydroelectric | HY | 1.8 | N | Electric Utility | WAT | hydro | TRUE
4045 | Conventional Hydroelectric | HY | 1.8 | N | Electric Utility | WAT | hydro | TRUE
4046 | Nuclear | ST | 598.1 | N | IPP Non-CHP | NUC | nuclear | TRUE
4046 | Nuclear | ST | 597.9 | N | IPP Non-CHP | NUC | nuclear | TRUE
4046 | Petroleum Liquids | GT | 15 | N | IPP Non-CHP | DFO | petroleum | TRUE
4050 | Conventional Steam Coal | ST | 302.4 | N | Electric Utility | SUB | hard coal | TRUE
4050 | Conventional Steam Coal | ST | 398.2 | N | Electric Utility | SUB | hard coal | TRUE
4053 | Conventional Hydroelectric | HY | 9.5 | N | Electric Utility | WAT | hydro | TRUE
4053 | Conventional Hydroelectric | HY |  | N | Electric Utility | WAT | hydro | TRUE
4053 | Conventional Hydroelectric | HY |  | N | Electric Utility | WAT | hydro | TRUE
4053 | Conventional Hydroelectric | HY |  | N | Electric Utility | WAT | hydro | TRUE
4056 | Conventional Hydroelectric | HY | 29 | N | Electric Utility | WAT | hydro | TRUE
4056 | Conventional Hydroelectric | HY |  | N | Electric Utility | WAT | hydro | TRUE
4056 | Conventional Hydroelectric | HY |  | N | Electric Utility | WAT | hydro | TRUE
4056 | Conventional Hydroelectric | HY |  | N | Electric Utility | WAT | hydro | TRUE
4056 | Conventional Hydroelectric | HY |  | N | Electric Utility | WAT | hydro | TRUE
4056 | Conventional Hydroelectric | HY |  | N | Electric Utility | WAT | hydro | TRUE
4056 | Conventional Hydroelectric | HY |  | N | Electric Utility | WAT | hydro | TRUE
4056 | Conventional Hydroelectric | HY |  | N | Electric Utility | WAT | hydro | TRUE
4057 | Natural Gas Fired Combustion Turbine | GT | 24.8 | N | Electric Utility | NG | natural gas peaker | TRUE
4057 | Natural Gas Fired Combustion Turbine | GT | 14.4 | N | Electric Utility | NG | natural gas peaker | TRUE
4057 | Natural Gas Fired Combustion Turbine | GT | 44.1 | N | Electric Utility | NG | natural gas peaker | TRUE
4057 | Natural Gas Fired Combustion Turbine | GT | 44.6 | N | Electric Utility | NG | natural gas peaker | TRUE
4059 | Natural Gas Fired Combustion Turbine | GT | 28.4 | N | Electric Utility | NG | natural gas peaker | TRUE
4060 | Conventional Hydroelectric | HY | 0.7 | N | Electric Utility | WAT | hydro | TRUE
4060 | Conventional Hydroelectric | HY | 0.7 | N | Electric Utility | WAT | hydro | TRUE
4060 | Conventional Hydroelectric | HY | 0.7 | N | Electric Utility | WAT | hydro | TRUE
4061 | Conventional Hydroelectric | HY | 3.4 | N | Electric Utility | WAT | hydro | TRUE
4061 | Conventional Hydroelectric | HY | 3.4 | N | Electric Utility | WAT | hydro | TRUE
4063 | Conventional Hydroelectric | HY | 10.9 | N | Electric Utility | WAT | hydro | TRUE
4063 | Conventional Hydroelectric | HY | 6.2 | N | Electric Utility | WAT | hydro | TRUE
4064 | Conventional Hydroelectric | HY | 0.3 | N | Electric Utility | WAT | hydro | TRUE
4064 | Conventional Hydroelectric | HY | 0.2 | N | Electric Utility | WAT | hydro | TRUE
4064 | Conventional Hydroelectric | HY | 0.2 | N | Electric Utility | WAT | hydro | TRUE
4065 | Conventional Hydroelectric | HY | 0.3 | N | Electric Utility | WAT | hydro | TRUE
4065 | Conventional Hydroelectric | HY | 0.3 | N | Electric Utility | WAT | hydro | TRUE
4065 | Conventional Hydroelectric | HY | 0.3 | N | Electric Utility | WAT | hydro | TRUE
4065 | Conventional Hydroelectric | HY | 0.3 | N | Electric Utility | WAT | hydro | TRUE
4065 | Conventional Hydroelectric | HY | 0.3 | N | Electric Utility | WAT | hydro | TRUE
4067 | Conventional Hydroelectric | HY | 0.5 | N | Electric Utility | WAT | hydro | TRUE
4067 | Conventional Hydroelectric | HY | 0.5 | N | Electric Utility | WAT | hydro | TRUE
4068 | Conventional Hydroelectric | HY | 0.2 | N | Electric Utility | WAT | hydro | TRUE
4068 | Conventional Hydroelectric | HY | 0.2 | N | Electric Utility | WAT | hydro | TRUE
4068 | Conventional Hydroelectric | HY | 0.6 | N | Electric Utility | WAT | hydro | TRUE
4071 | Conventional Hydroelectric | HY | 0.2 | N | Electric Utility | WAT | hydro | TRUE
4071 | Conventional Hydroelectric | HY | 0.1 | N | Electric Utility | WAT | hydro | TRUE
4071 | Conventional Hydroelectric | HY | 0.1 | N | Electric Utility | WAT | hydro | TRUE
4072 | Natural Gas Fired Combustion Turbine | GT | 78.4 | N | Electric Utility | NG | natural gas peaker | TRUE
4072 | Conventional Steam Coal | ST | 77.9 | N | Electric Utility | SUB | hard coal | TRUE
4072 | Conventional Steam Coal | ST | 133.7 | N | Electric Utility | SUB | hard coal | TRUE
4074 | Conventional Hydroelectric | HY | 0.5 | N | Electric Utility | WAT | hydro | TRUE
4074 | Conventional Hydroelectric | HY | 0.5 | N | Electric Utility | WAT | hydro | TRUE
4075 | Conventional Hydroelectric | HY | 1.2 | N | Electric Utility | WAT | hydro | TRUE
4075 | Conventional Hydroelectric | HY | 1.2 | N | Electric Utility | WAT | hydro | TRUE
4076 | Natural Gas Fired Combustion Turbine | GT | 37.4 | N | Electric Utility | NG | natural gas peaker | TRUE
4076 | Natural Gas Fired Combustion Turbine | GT | 40.3 | N | Electric Utility | NG | natural gas peaker | TRUE
4076 | Natural Gas Fired Combustion Turbine | GT | 75.1 | N | Electric Utility | NG | natural gas peaker | TRUE
4077 | Conventional Hydroelectric | HY | 1 | N | Electric Utility | WAT | hydro | TRUE
4077 | Conventional Hydroelectric | HY | 1 | N | Electric Utility | WAT | hydro | TRUE
4077 | Conventional Hydroelectric | HY | 1 | N | Electric Utility | WAT | hydro | TRUE
4078 | Conventional Steam Coal | ST | 64.7 | N | Electric Utility | SUB | hard coal | TRUE
4078 | Conventional Steam Coal | ST | 331.1 | N | Electric Utility | SUB | hard coal | TRUE
4078 | Natural Gas Fired Combustion Turbine | GT | 15.1 | N | Electric Utility | NG | natural gas peaker | TRUE
4078 | Natural Gas Fired Combustion Turbine | GT | 45.8 | N | Electric Utility | NG | natural gas peaker | TRUE
4078 | Conventional Steam Coal | ST | 534.9 | N | Electric Utility | SUB | hard coal | TRUE
4079 | Conventional Hydroelectric | HY | 3.2 | N | Electric Utility | WAT | hydro | TRUE
4079 | Conventional Hydroelectric | HY | 3.2 | N | Electric Utility | WAT | hydro | TRUE
4079 | Conventional Hydroelectric | HY | 3.2 | N | Electric Utility | WAT | hydro | TRUE
4079 | Conventional Hydroelectric | HY | 3.2 | N | Electric Utility | WAT | hydro | TRUE
4079 | Conventional Hydroelectric | HY | 3.2 | N | Electric Utility | WAT | hydro | TRUE
4080 | Conventional Hydroelectric | HY | 5.1 | N | Electric Utility | WAT | hydro | TRUE
4080 | Conventional Hydroelectric | HY | 5.1 | N | Electric Utility | WAT | hydro | TRUE
4080 | Conventional Hydroelectric | HY | 5.1 | N | Electric Utility | WAT | hydro | TRUE
4080 | Conventional Hydroelectric | HY | 5.1 | N | Electric Utility | WAT | hydro | TRUE
4100 | Petroleum Liquids | IC | 1.3 | N | Electric Utility | DFO | petroleum | TRUE
4100 | Petroleum Liquids | IC | 2 | N | Electric Utility | DFO | petroleum | TRUE
4100 | Petroleum Liquids | IC | 1 | N | Electric Utility | DFO | petroleum | TRUE
4100 | Petroleum Liquids | IC | 0.4 | N | Electric Utility | DFO | petroleum | TRUE
4100 | Petroleum Liquids | IC | 0.2 | N | Electric Utility | DFO | petroleum | TRUE
4100 | Natural Gas Internal Combustion Engine | IC | 3 | N | Electric Utility | NG | natural gas peaker | TRUE
4100 | Natural Gas Internal Combustion Engine | IC | 3 | N | Electric Utility | NG | natural gas peaker | TRUE
4100 | Petroleum Liquids | IC | 2 | N | Electric Utility | DFO | petroleum | TRUE
4100 | Petroleum Liquids | IC | 2 | N | Electric Utility | DFO | petroleum | TRUE
4100 | Petroleum Liquids | IC | 2 | N | Electric Utility | DFO | petroleum | TRUE
4102 | Petroleum Liquids | IC | 1.1 | N | Electric Utility | DFO | petroleum | TRUE
4102 | Petroleum Liquids | IC | 1.1 | N | Electric Utility | DFO | petroleum | TRUE
4102 | Petroleum Liquids | IC | 1.1 | N | Electric Utility | DFO | petroleum | TRUE
4102 | Petroleum Liquids | IC | 1.1 | N | Electric Utility | DFO | petroleum | TRUE
4102 | Petroleum Liquids | IC | 0.6 | N | Electric Utility | DFO | petroleum | TRUE
4102 | Petroleum Liquids | IC | 1.3 | N | Electric Utility | DFO | petroleum | TRUE
4102 | Petroleum Liquids | IC | 2 | N | Electric Utility | DFO | petroleum | TRUE
4102 | Conventional Hydroelectric | HY | 0.1 | N | Electric Utility | WAT | hydro | TRUE
4107 | Petroleum Liquids | IC | 0.4 | N | Electric Utility | DFO | petroleum | TRUE
4107 | Natural Gas Internal Combustion Engine | IC | 1.1 | N | Electric Utility | NG | natural gas peaker | TRUE
4107 | Petroleum Liquids | IC | 2 | N | Electric Utility | DFO | petroleum | TRUE
4112 | Petroleum Liquids | IC | 0.6 | N | Electric Utility | DFO | petroleum | TRUE
4112 | Petroleum Liquids | IC | 0.2 | N | Electric Utility | DFO | petroleum | TRUE
4112 | Petroleum Liquids | IC | 0.2 | N | Electric Utility | DFO | petroleum | TRUE
4112 | Petroleum Liquids | IC | 1.2 | N | Electric Utility | DFO | petroleum | TRUE
4112 | Natural Gas Internal Combustion Engine | IC | 2.1 | N | Electric Utility | NG | natural gas peaker | TRUE
4112 | Petroleum Liquids | IC | 6.7 | N | Electric Utility | DFO | petroleum | TRUE
4112 | Natural Gas Internal Combustion Engine | IC | 6.2 | N | Electric Utility | NG | natural gas peaker | TRUE
4112 | Natural Gas Internal Combustion Engine | IC | 3.5 | N | Electric Utility | NG | natural gas peaker | TRUE
4113 | Petroleum Liquids | IC | 2.2 | N | Electric Utility | DFO | petroleum | TRUE
4113 | Petroleum Liquids | IC | 2.2 | N | Electric Utility | DFO | petroleum | TRUE
4113 | Petroleum Liquids | IC | 2.2 | N | Electric Utility | DFO | petroleum | TRUE
4114 | Petroleum Liquids | IC | 1.1 | N | Electric Utility | DFO | petroleum | TRUE
4114 | Petroleum Liquids | IC | 0.9 | N | Electric Utility | DFO | petroleum | TRUE
4114 | Petroleum Liquids | IC | 2 | N | Electric Utility | DFO | petroleum | TRUE
4114 | Petroleum Liquids | IC | 2 | N | Electric Utility | DFO | petroleum | TRUE
4114 | Petroleum Liquids | IC | 2 | N | Electric Utility | DFO | petroleum | TRUE
4118 | Natural Gas Fired Combustion Turbine | GT | 15.8 | N | Electric Utility | NG | natural gas peaker | TRUE
4119 | Conventional Hydroelectric | HY | 1.1 | N | Electric Utility | WAT | hydro | TRUE
4119 | Conventional Hydroelectric | HY | 1.1 | N | Electric Utility | WAT | hydro | TRUE
4119 | Conventional Hydroelectric | HY | 1.1 | N | Electric Utility | WAT | hydro | TRUE
4120 | Conventional Hydroelectric | HY | 4 | N | Electric Utility | WAT | hydro | TRUE
4120 | Conventional Hydroelectric | HY | 4 | N | Electric Utility | WAT | hydro | TRUE
4122 | Conventional Hydroelectric | HY | 0.6 | N | Electric Utility | WAT | hydro | TRUE
4122 | Conventional Hydroelectric | HY | 0.6 | N | Electric Utility | WAT | hydro | TRUE
4122 | Conventional Hydroelectric | HY | 0.6 | N | Electric Utility | WAT | hydro | TRUE
4122 | Conventional Hydroelectric | HY | 0.6 | N | Electric Utility | WAT | hydro | TRUE
4124 | Petroleum Liquids | IC | 1.5 | N | Electric Utility | DFO | petroleum | TRUE
4125 | Wood/Wood Waste Biomass | ST | 22 | N | Electric Utility | WDS | biomass | TRUE
4125 | Wood/Wood Waste Biomass | ST | 22 | N | Electric Utility | WDS | biomass | TRUE
4125 | Petroleum Coke | ST | 58.4 | Y | Electric Utility | PC | petroleum | TRUE
4125 | Natural Gas Internal Combustion Engine | IC | 5 | N | Electric Utility | NG | natural gas peaker | TRUE
4130 | Petroleum Liquids | IC | 1.2 | N | Electric Utility | DFO | petroleum | TRUE
4130 | Petroleum Liquids | IC | 2.4 | N | Electric Utility | DFO | petroleum | TRUE
4130 | Petroleum Liquids | IC | 2 | N | Electric Utility | DFO | petroleum | TRUE
4130 | Petroleum Liquids | IC | 2 | N | Electric Utility | DFO | petroleum | TRUE
4139 | Petroleum Liquids | IC | 1.8 | N | Electric Utility | DFO | petroleum | TRUE
4142 | Conventional Hydroelectric | HY | 7.9 | N | Electric Utility | WAT | hydro | TRUE
4142 | Conventional Hydroelectric | HY | 6.4 | N | Electric Utility | WAT | hydro | TRUE
4142 | Conventional Hydroelectric | HY | 7.9 | N | Electric Utility | WAT | hydro | TRUE
4143 | Conventional Steam Coal | ST | 298.6 | N | Electric Utility | SUB | hard coal | TRUE
4147 | Conventional Hydroelectric | HY | 0.3 | N | Electric Utility | WAT | hydro | TRUE
4147 | Conventional Hydroelectric | HY | 0.3 | N | Electric Utility | WAT | hydro | TRUE
4148 | Petroleum Liquids | IC | 0.1 | N | Electric Utility | DFO | petroleum | TRUE
4148 | Petroleum Liquids | IC | 0.1 | N | Electric Utility | DFO | petroleum | TRUE
4148 | Petroleum Liquids | IC | 0.2 | N | Electric Utility | DFO | petroleum | TRUE
4148 | Petroleum Liquids | IC | 0.5 | N | Electric Utility | DFO | petroleum | TRUE
4148 | Petroleum Liquids | IC | 0.9 | N | Electric Utility | DFO | petroleum | TRUE
4148 | Petroleum Liquids | IC | 1.6 | N | Electric Utility | DFO | petroleum | TRUE
4148 | Petroleum Liquids | IC | 1.6 | N | Electric Utility | DFO | petroleum | TRUE
4158 | Conventional Steam Coal | ST | 105 | N | Electric Utility | SUB | hard coal | TRUE
4158 | Conventional Steam Coal | ST | 105 | N | Electric Utility | SUB | hard coal | TRUE
4158 | Conventional Steam Coal | ST | 220 | N | Electric Utility | SUB | hard coal | TRUE
4158 | Conventional Steam Coal | ST | 330 | N | Electric Utility | SUB | hard coal | TRUE
4162 | Conventional Steam Coal | ST | 156 | N | Electric Utility | SUB | hard coal | TRUE
4162 | Conventional Steam Coal | ST | 201 | N | Electric Utility | SUB | hard coal | TRUE
4162 | Conventional Steam Coal | ST | 330 | N | Electric Utility | SUB | hard coal | TRUE
4176 | Conventional Hydroelectric | HY | 33.4 | N | Electric Utility | WAT | hydro | TRUE
4176 | Conventional Hydroelectric | HY | 33.4 | N | Electric Utility | WAT | hydro | TRUE
4177 | Conventional Hydroelectric | HY | 19 | N | Electric Utility | WAT | hydro | TRUE
4177 | Conventional Hydroelectric | HY | 19 | N | Electric Utility | WAT | hydro | TRUE
4178 | Conventional Hydroelectric | HY | 3.2 | N | Electric Utility | WAT | hydro | TRUE
4178 | Conventional Hydroelectric | HY | 3.2 | N | Electric Utility | WAT | hydro | TRUE
4180 | Conventional Hydroelectric | HY | 12.2 | N | Electric Utility | WAT | hydro | TRUE
4180 | Conventional Hydroelectric | HY | 12.2 | N | Electric Utility | WAT | hydro | TRUE
4180 | Conventional Hydroelectric | HY | 12.2 | N | Electric Utility | WAT | hydro | TRUE
4182 | Conventional Hydroelectric | HY | 17.2 | N | Electric Utility | WAT | hydro | TRUE
4182 | Conventional Hydroelectric | HY | 17.2 | N | Electric Utility | WAT | hydro | TRUE
4182 | Conventional Hydroelectric | HY | 17.2 | N | Electric Utility | WAT | hydro | TRUE
4183 | Conventional Hydroelectric | HY | 3 | N | Electric Utility | WAT | hydro | TRUE
4185 | Conventional Hydroelectric | HY | 11.2 | N | Electric Utility | WAT | hydro | TRUE
4195 | Natural Gas Internal Combustion Engine | IC | 8 | N | Electric Utility | NG | natural gas peaker | TRUE
4195 | Natural Gas Internal Combustion Engine | IC | 8 | N | Electric Utility | NG | natural gas peaker | TRUE
4195 | Natural Gas Internal Combustion Engine | IC | 8 | N | Electric Utility | NG | natural gas peaker | TRUE
4195 | Natural Gas Steam Turbine | ST | 20 | N | Electric Utility | NG | natural gas peaker | TRUE
4195 | Natural Gas Steam Turbine | ST | 26 | N | Electric Utility | NG | natural gas peaker | TRUE
4195 | Natural Gas Steam Turbine | ST | 41 | N | Electric Utility | NG | natural gas peaker | TRUE
4201 | Conventional Hydroelectric | HY | 3.1 | N | Electric Utility | WAT | hydro | TRUE
4201 | Conventional Hydroelectric | HY | 3.1 | N | Electric Utility | WAT | hydro | TRUE
4204 | Conventional Hydroelectric | HY | 2.4 | N | Electric Utility | WAT | hydro | TRUE
4204 | Conventional Hydroelectric | HY | 2.4 | N | Electric Utility | WAT | hydro | TRUE
4213 | Conventional Hydroelectric | HY | 24 | N | Electric Utility | WAT | hydro | TRUE
4214 | Conventional Hydroelectric | HY | 13.5 | N | Electric Utility | WAT | hydro | TRUE
4251 | Natural Gas Fired Combustion Turbine | GT | 4.5 | N | Electric Utility | NG | natural gas peaker | TRUE
4251 | Natural Gas Fired Combustion Turbine | GT | 4.5 | N | Electric Utility | NG | natural gas peaker | TRUE
4251 | Natural Gas Fired Combustion Turbine | GT | 4.5 | N | Electric Utility | NG | natural gas peaker | TRUE
4256 | Natural Gas Fired Combustion Turbine | GT | 23.5 | N | Electric Utility | NG | natural gas peaker | TRUE
4256 | Natural Gas Fired Combustion Turbine | GT | 23.5 | N | Electric Utility | NG | natural gas peaker | TRUE
4257 | Petroleum Liquids | IC | 1.5 | N | Electric Utility | DFO | petroleum | TRUE
4257 | Petroleum Liquids | IC | 1.5 | N | Electric Utility | DFO | petroleum | TRUE
4257 | Petroleum Liquids | GT | 4.5 | N | Electric Utility | DFO | petroleum | TRUE
4257 | Petroleum Liquids | GT | 4.5 | N | Electric Utility | DFO | petroleum | TRUE
4257 | Petroleum Liquids | IC | 6.2 | N | Electric Utility | DFO | petroleum | TRUE
4257 | Petroleum Liquids | IC | 6.2 | N | Electric Utility | DFO | petroleum | TRUE
4257 | Petroleum Liquids | IC | 6.3 | N | Electric Utility | RFO | petroleum | TRUE
4257 | Petroleum Liquids | IC | 6.3 | N | Electric Utility | RFO | petroleum | TRUE
4258 | Conventional Hydroelectric | HY | 23.4 | N | Electric Utility | WAT | hydro | TRUE
4258 | Conventional Hydroelectric | HY | 23.4 | N | Electric Utility | WAT | hydro | TRUE
4258 | Conventional Hydroelectric | HY | 23.4 | N | Electric Utility | WAT | hydro | TRUE
4259 | Conventional Steam Coal | ST | 55 | N | Electric Utility | BIT | hard coal | TRUE
4263 | Conventional Hydroelectric | HY | 1 | N | Electric Utility | WAT | hydro | TRUE
4263 | Conventional Hydroelectric | HY | 1.7 | N | Electric Utility | WAT | hydro | TRUE
4263 | Conventional Hydroelectric | HY | 1.7 | N | Electric Utility | WAT | hydro | TRUE
4266 | Natural Gas Steam Turbine | ST | 61 | N | Electric Utility | NG | natural gas peaker | TRUE
4266 | Natural Gas Steam Turbine | ST | 61 | N | Electric Utility | NG | natural gas peaker | TRUE
4270 | Nuclear | ST | 1160.2 | N | Electric Utility | NUC | nuclear | TRUE
4271 | Conventional Steam Coal | ST | 387.7 | N | Electric Utility | SUB | hard coal | TRUE
4937 | Natural Gas Fired Combined Cycle | CT | 168 | N | Electric Utility | NG | natural gas nonpeaker | TRUE
4937 | Natural Gas Fired Combined Cycle | CT | 168 | N | Electric Utility | NG | natural gas nonpeaker | TRUE
4937 | Natural Gas Fired Combined Cycle | CA | 180 | N | Electric Utility | NG | natural gas nonpeaker | TRUE
4939 | Natural Gas Steam Turbine | ST | 330 | N | IPP Non-CHP | NG | natural gas peaker | TRUE
4939 | Natural Gas Fired Combined Cycle | CA | 319 | N | IPP Non-CHP | NG | natural gas nonpeaker | TRUE
4939 | Natural Gas Fired Combined Cycle | CT | 157 | N | IPP Non-CHP | NG | natural gas nonpeaker | TRUE
4939 | Natural Gas Fired Combined Cycle | CT | 157 | N | IPP Non-CHP | NG | natural gas nonpeaker | TRUE
4940 | Natural Gas Steam Turbine | ST | 454 | N | Electric Utility | NG | natural gas peaker | TRUE
4940 | Natural Gas Steam Turbine | ST | 455 | N | Electric Utility | NG | natural gas peaker | TRUE
4940 | Natural Gas Fired Combustion Turbine | GT | 79 | N | Electric Utility | NG | natural gas peaker | TRUE
4940 | Natural Gas Fired Combustion Turbine | GT | 79 | N | Electric Utility | NG | natural gas peaker | TRUE
4940 | Petroleum Liquids | IC | 2.8 | N | Electric Utility | DFO | petroleum | TRUE
4941 | Conventional Steam Coal | ST | 750 | N | Electric Utility | BIT | hard coal | TRUE
4941 | Conventional Steam Coal | ST | 750 | N | Electric Utility | BIT | hard coal | TRUE
4941 | Conventional Steam Coal | ST | 750 | N | Electric Utility | BIT | hard coal | TRUE
5083 | Natural Gas Fired Combustion Turbine | GT | 86.6 | N | IPP Non-CHP | NG | natural gas peaker | TRUE
5083 | Natural Gas Fired Combustion Turbine | GT | 96.5 | N | IPP Non-CHP | NG | natural gas peaker | TRUE
6000 | Nuclear | ST | 1009 | N | Electric Utility | NUC | nuclear | TRUE
6000 | Nuclear | ST | 1060 | N | Electric Utility | NUC | nuclear | TRUE
6001 | Nuclear | ST | 874 | N | Electric Utility | NUC | nuclear | TRUE
6001 | Nuclear | ST | 883 | N | Electric Utility | NUC | nuclear | TRUE
6002 | Conventional Steam Coal | ST | 685.2 | N | Electric Utility | SUB | hard coal | TRUE
6002 | Conventional Steam Coal | ST | 684.7 | N | Electric Utility | SUB | hard coal | TRUE
6002 | Conventional Steam Coal | ST | 678 | N | Electric Utility | SUB | hard coal | TRUE
6002 | Conventional Steam Coal | ST | 678 | N | Electric Utility | SUB | hard coal | TRUE
6004 | Conventional Steam Coal | ST | 644 | N | IPP Non-CHP | BIT | hard coal | TRUE
6004 | Conventional Steam Coal | ST | 644 | N | IPP Non-CHP | BIT | hard coal | TRUE
6006 | Conventional Hydroelectric | HY | 10 | N | IPP Non-CHP | WAT | hydro | TRUE
6006 | Conventional Hydroelectric | HY | 10 | N | IPP Non-CHP | WAT | hydro | TRUE
6008 | Nuclear | ST | 1311 | N | Electric Utility | NUC | nuclear | TRUE
6008 | Nuclear | ST | 1314 | N | Electric Utility | NUC | nuclear | TRUE
6008 | Nuclear | ST | 1312 | N | Electric Utility | NUC | nuclear | TRUE
6009 | Conventional Steam Coal | ST | 816.7 | N | Electric Utility | SUB | hard coal | TRUE
6009 | Conventional Steam Coal | ST | 818.2 | N | Electric Utility | SUB | hard coal | TRUE
6011 | Nuclear | ST | 866 | N | IPP Non-CHP | NUC | nuclear | TRUE
6011 | Nuclear | ST | 841.8 | N | IPP Non-CHP | NUC | nuclear | TRUE
6012 | Conventional Hydroelectric | HY | 6.1 | N | IPP Non-CHP | WAT | hydro | TRUE
6013 | Natural Gas Steam Turbine | ST | 44 | N | Electric Utility | NG | natural gas peaker | TRUE
6013 | Natural Gas Steam Turbine | ST | 55 | N | Electric Utility | NG | natural gas peaker | TRUE
6014 | Nuclear | ST | 938 | N | Electric Utility | NUC | nuclear | TRUE
6014 | Nuclear | ST | 932 | N | Electric Utility | NUC | nuclear | TRUE
6015 | Nuclear | ST | 928 | N | Electric Utility | NUC | nuclear | TRUE
6016 | Conventional Steam Coal | ST | 410 | N | IPP Non-CHP | SUB | hard coal | TRUE
6017 | Conventional Steam Coal | ST | 595 | N | IPP Non-CHP | SUB | hard coal | TRUE
6017 | Conventional Steam Coal | ST | 600 | N | IPP Non-CHP | SUB | hard coal | TRUE
6018 | Conventional Steam Coal | ST | 600 | N | Electric Utility | BIT | hard coal | TRUE
6019 | Conventional Steam Coal | ST | 1344 | N | IPP Non-CHP | BIT | hard coal | TRUE
6020 | Nuclear | ST | 1240 | N | IPP Non-CHP | NUC | nuclear | TRUE
6021 | Conventional Steam Coal | ST | 428 | N | Electric Utility | SUB | hard coal | TRUE
6021 | Conventional Steam Coal | ST | 428 | N | Electric Utility | SUB | hard coal | TRUE
6021 | Conventional Steam Coal | ST | 448 | N | Electric Utility | SUB | hard coal | TRUE
6022 | Nuclear | ST | 1183 | N | IPP Non-CHP | NUC | nuclear | TRUE
6022 | Nuclear | ST | 1154 | N | IPP Non-CHP | NUC | nuclear | TRUE
6023 | Nuclear | ST | 1164 | N | IPP Non-CHP | NUC | nuclear | TRUE
6023 | Nuclear | ST | 1136 | N | IPP Non-CHP | NUC | nuclear | TRUE
6026 | Nuclear | ST | 1135.4 | N | IPP Non-CHP | NUC | nuclear | TRUE
6026 | Nuclear | ST | 1136.2 | N | IPP Non-CHP | NUC | nuclear | TRUE
6030 | Conventional Steam Coal | ST | 568.4 | Y | Electric Utility | LIG | lignite | TRUE
6030 | Conventional Steam Coal | ST | 572.8 | Y | Electric Utility | LIG | lignite | TRUE
6030 | Petroleum Liquids | IC | 2.1 | N | Electric Utility | DFO | petroleum | TRUE
6031 | Conventional Steam Coal | ST | 600 | N | Electric Utility | BIT | hard coal | TRUE
6031 | Petroleum Liquids | GT | 18 | N | Electric Utility | DFO | petroleum | TRUE
6034 | Natural Gas Fired Combustion Turbine | GT | 75 | N | Electric Utility | NG | natural gas peaker | TRUE
6034 | Natural Gas Fired Combustion Turbine | GT | 75 | N | Electric Utility | NG | natural gas peaker | TRUE
6034 | Natural Gas Fired Combustion Turbine | GT | 74 | N | Electric Utility | NG | natural gas peaker | TRUE
6034 | Petroleum Liquids | IC | 3 | N | Electric Utility | DFO | petroleum | TRUE
6034 | Petroleum Liquids | IC | 3 | N | Electric Utility | DFO | petroleum | TRUE
6034 | Petroleum Liquids | IC | 3 | N | Electric Utility | DFO | petroleum | TRUE
6034 | Petroleum Liquids | IC | 2 | N | Electric Utility | DFO | petroleum | TRUE
6034 | Petroleum Liquids | IC | 3 | N | Electric Utility | DFO | petroleum | TRUE
6034 | Conventional Steam Coal | ST | 635 | N | Electric Utility | SUB | hard coal | TRUE
6034 | Conventional Steam Coal | ST | 635 | N | Electric Utility | SUB | hard coal | TRUE
6035 | Natural Gas Steam Turbine | ST | 785 | N | Electric Utility | NG | natural gas peaker | TRUE
6035 | Natural Gas Fired Combustion Turbine | GT | 75 | N | Electric Utility | NG | natural gas peaker | TRUE
6035 | Natural Gas Fired Combustion Turbine | GT | 75 | N | Electric Utility | NG | natural gas peaker | TRUE
6035 | Natural Gas Fired Combustion Turbine | GT | 74 | N | Electric Utility | NG | natural gas peaker | TRUE
6036 | Nuclear | ST | 1140.1 | N | Electric Utility | NUC | nuclear | TRUE
6036 | Nuclear | ST | 1150.1 | N | Electric Utility | NUC | nuclear | TRUE
6038 | Nuclear | ST | 1158 | N | Electric Utility | NUC | nuclear | TRUE
6038 | Nuclear | ST | 1157.6 | N | Electric Utility | NUC | nuclear | TRUE
6040 | Nuclear | ST | 907 | N | IPP Non-CHP | NUC | nuclear | TRUE
6040 | Nuclear | ST | 901 | N | IPP Non-CHP | NUC | nuclear | TRUE
6041 | Conventional Steam Coal | ST | 300 | Y | Electric Utility | BIT | hard coal | TRUE
6041 | Conventional Steam Coal | ST | 510 | Y | Electric Utility | BIT | hard coal | TRUE
6041 | Conventional Steam Coal | ST | 268 | Y | Electric Utility | BIT | hard coal | TRUE
6041 | Conventional Steam Coal | ST | 268 | Y | Electric Utility | BIT | hard coal | TRUE
6042 | Petroleum Liquids | ST | 812 | N | Electric Utility | RFO | petroleum | TRUE
6042 | Petroleum Liquids | ST | 812 | N | Electric Utility | RFO | petroleum | TRUE
6042 | Natural Gas Fired Combined Cycle | CA | 1111 | N | Electric Utility | NG | natural gas nonpeaker | TRUE
6042 | Natural Gas Fired Combined Cycle | CT |  | N | Electric Utility | NG | natural gas nonpeaker | TRUE
6042 | Natural Gas Fired Combined Cycle | CT |  | N | Electric Utility | NG | natural gas nonpeaker | TRUE
6042 | Natural Gas Fired Combined Cycle | CT |  | N | Electric Utility | NG | natural gas nonpeaker | TRUE
6042 | Natural Gas Fired Combined Cycle | CT |  | N | Electric Utility | NG | natural gas nonpeaker | TRUE
6043 | Petroleum Liquids | ST | 826 | N | Electric Utility | RFO | petroleum | TRUE
6043 | Petroleum Liquids | ST | 826 | N | Electric Utility | RFO | petroleum | TRUE
6043 | Natural Gas Fired Combined Cycle | CT |  | N | Electric Utility | NG | natural gas nonpeaker | TRUE
6043 | Natural Gas Fired Combined Cycle | CT |  | N | Electric Utility | NG | natural gas nonpeaker | TRUE
6043 | Natural Gas Fired Combined Cycle | CA | 469 | N | Electric Utility | NG | natural gas nonpeaker | TRUE
6043 | Natural Gas Fired Combined Cycle | CT |  | N | Electric Utility | NG | natural gas nonpeaker | TRUE
6043 | Natural Gas Fired Combined Cycle | CT |  | N | Electric Utility | NG | natural gas nonpeaker | TRUE
6043 | Natural Gas Fired Combined Cycle | CA | 469 | N | Electric Utility | NG | natural gas nonpeaker | TRUE
6043 | Natural Gas Fired Combined Cycle | CA | 1105 | N | Electric Utility | NG | natural gas nonpeaker | TRUE
6043 | Natural Gas Fired Combined Cycle | CT |  | N | Electric Utility | NG | natural gas nonpeaker | TRUE
6043 | Natural Gas Fired Combined Cycle | CT |  | N | Electric Utility | NG | natural gas nonpeaker | TRUE
6043 | Natural Gas Fired Combined Cycle | CT |  | N | Electric Utility | NG | natural gas nonpeaker | TRUE
6043 | Natural Gas Fired Combined Cycle | CT |  | N | Electric Utility | NG | natural gas nonpeaker | TRUE
6045 | Nuclear | ST | 981 | N | Electric Utility | NUC | nuclear | TRUE
6045 | Nuclear | ST | 987 | N | Electric Utility | NUC | nuclear | TRUE
6046 | Petroleum Liquids | GT | 80 | N | Electric Utility | DFO | petroleum | TRUE
6046 | Petroleum Liquids | GT | 51 | N | Electric Utility | DFO | petroleum | TRUE
6046 | Petroleum Liquids | GT | 52 | N | Electric Utility | DFO | petroleum | TRUE
6046 | Petroleum Liquids | GT | 51 | N | Electric Utility | DFO | petroleum | TRUE
6046 | Petroleum Liquids | GT | 50 | N | Electric Utility | DFO | petroleum | TRUE
6046 | Petroleum Liquids | GT | 52 | N | Electric Utility | DFO | petroleum | TRUE
6046 | Natural Gas Fired Combustion Turbine | GT | 83 | N | Electric Utility | NG | natural gas peaker | TRUE
6046 | Natural Gas Fired Combustion Turbine | GT | 83 | N | Electric Utility | NG | natural gas peaker | TRUE
6046 | Natural Gas Fired Combustion Turbine | GT | 81 | N | Electric Utility | NG | natural gas peaker | TRUE
6046 | Petroleum Liquids | GT | 54 | N | Electric Utility | DFO | petroleum | TRUE
6047 | Conventional Hydroelectric | HY | 2.2 | N | IPP Non-CHP | WAT | hydro | TRUE
6047 | Conventional Hydroelectric | HY | 2.2 | N | IPP Non-CHP | WAT | hydro | TRUE
6047 | Conventional Hydroelectric | HY | 2.2 | N | IPP Non-CHP | WAT | hydro | TRUE
6049 | Petroleum Liquids | IC | 2.8 | N | IPP Non-CHP | DFO | petroleum | TRUE
6049 | Petroleum Liquids | IC | 2.8 | N | IPP Non-CHP | DFO | petroleum | TRUE
6051 | Nuclear | ST | 876 | N | Electric Utility | NUC | nuclear | TRUE
6051 | Nuclear | ST | 883 | N | Electric Utility | NUC | nuclear | TRUE
6052 | Conventional Steam Coal | ST | 872 | N | Electric Utility | BIT | hard coal | TRUE
6052 | Conventional Steam Coal | ST | 872 | N | Electric Utility | BIT | hard coal | TRUE
6052 | Petroleum Liquids | GT | 49 | N | Electric Utility | DFO | petroleum | TRUE
6055 | Conventional Steam Coal | ST | 580 | N | IPP Non-CHP | SUB | hard coal | TRUE
6055 | Natural Gas Steam Turbine | ST | 575 | N | IPP Non-CHP | NG | natural gas peaker | TRUE
6055 | Conventional Steam Coal | ST | 588 | N | IPP Non-CHP | SUB | hard coal | TRUE
6056 | Petroleum Liquids | ST | 4.7 | N | Electric Utility | RFO | petroleum | TRUE
6056 | Petroleum Liquids | ST | 4.8 | N | Electric Utility | RFO | petroleum | TRUE
6056 | Petroleum Liquids | ST | 11 | N | Electric Utility | RFO | petroleum | TRUE
6056 | Petroleum Liquids | ST | 11.9 | N | Electric Utility | RFO | petroleum | TRUE
6058 | Natural Gas Fired Combustion Turbine | GT | 27.9 | N | Electric Utility | NG | natural gas peaker | TRUE
6058 | Natural Gas Fired Combustion Turbine | GT | 49.5 | N | Electric Utility | NG | natural gas peaker | TRUE
6060 | Natural Gas Fired Combustion Turbine | GT | 20.1 | N | Electric Utility | NG | natural gas peaker | TRUE
6060 | Natural Gas Fired Combustion Turbine | GT | 20 | N | Electric Utility | NG | natural gas peaker | TRUE
6060 | Natural Gas Fired Combustion Turbine | GT | 20.7 | N | Electric Utility | NG | natural gas peaker | TRUE
6060 | Natural Gas Fired Combustion Turbine | GT | 20.8 | N | Electric Utility | NG | natural gas peaker | TRUE
6061 | Conventional Steam Coal | ST | 180 | N | Electric Utility | BIT | hard coal | TRUE
6061 | Conventional Steam Coal | ST | 180 | N | Electric Utility | BIT | hard coal | TRUE
6063 | Natural Gas Fired Combustion Turbine | GT | 59.2 | N | Electric Utility | NG | natural gas peaker | TRUE
6063 | Natural Gas Fired Combustion Turbine | GT | 66.5 | N | Electric Utility | NG | natural gas peaker | TRUE
6063 | Natural Gas Fired Combustion Turbine | GT | 69.4 | N | Electric Utility | NG | natural gas peaker | TRUE
6064 | Conventional Steam Coal | ST | 229 | N | Electric Utility | SUB | hard coal | TRUE
6064 | Natural Gas Fired Combustion Turbine | GT | 76 | N | Electric Utility | NG | natural gas peaker | TRUE
6065 | Conventional Steam Coal | ST | 712.9 | N | Electric Utility | SUB | hard coal | TRUE
6065 | Conventional Steam Coal | ST | 881.5 | N | Electric Utility | SUB | hard coal | TRUE
6068 | Conventional Steam Coal | ST | 718 | N | Electric Utility | SUB | hard coal | TRUE
6068 | Conventional Steam Coal | ST | 715 | N | Electric Utility | SUB | hard coal | TRUE
6068 | Conventional Steam Coal | ST | 722 | N | Electric Utility | SUB | hard coal | TRUE
6071 | Conventional Steam Coal | ST | 511 | N | Electric Utility | BIT | hard coal | TRUE
6071 | Natural Gas Fired Combustion Turbine | GT | 159 | N | Electric Utility | NG | natural gas peaker | TRUE
6071 | Conventional Steam Coal | ST | 732 | N | Electric Utility | BIT | hard coal | TRUE
6071 | Natural Gas Fired Combustion Turbine | GT | 159 | N | Electric Utility | NG | natural gas peaker | TRUE
6071 | Natural Gas Fired Combustion Turbine | GT | 159 | N | Electric Utility | NG | natural gas peaker | TRUE
6071 | Natural Gas Fired Combustion Turbine | GT | 159 | N | Electric Utility | NG | natural gas peaker | TRUE
6071 | Natural Gas Fired Combustion Turbine | GT | 159 | N | Electric Utility | NG | natural gas peaker | TRUE
6071 | Natural Gas Fired Combustion Turbine | GT | 159 | N | Electric Utility | NG | natural gas peaker | TRUE
6072 | Nuclear | ST | 1401 | N | Electric Utility | NUC | nuclear | TRUE
6073 | Conventional Steam Coal | ST | 510 | N | Electric Utility | BIT | hard coal | TRUE
6073 | Conventional Steam Coal | ST | 510 | N | Electric Utility | BIT | hard coal | TRUE
6073 | Natural Gas Fired Combined Cycle | CT | 153.2 | N | Electric Utility | NG | natural gas nonpeaker | TRUE
6073 | Natural Gas Fired Combined Cycle | CT | 153.2 | N | Electric Utility | NG | natural gas nonpeaker | TRUE
6073 | Natural Gas Fired Combined Cycle | CA | 173.6 | N | Electric Utility | NG | natural gas nonpeaker | TRUE
6073 | Natural Gas Fired Combined Cycle | CT | 156.8 | N | Electric Utility | NG | natural gas nonpeaker | TRUE
6073 | Natural Gas Fired Combined Cycle | CT | 156.8 | N | Electric Utility | NG | natural gas nonpeaker | TRUE
6073 | Natural Gas Fired Combined Cycle | CA | 175.4 | N | Electric Utility | NG | natural gas nonpeaker | TRUE
6074 | Natural Gas Fired Combustion Turbine | GT | 60.7 | N | Electric Utility | NG | natural gas peaker | TRUE
6074 | Natural Gas Fired Combustion Turbine | GT | 61.7 | N | Electric Utility | NG | natural gas peaker | TRUE
6074 | Natural Gas Fired Combustion Turbine | GT | 62.9 | N | Electric Utility | NG | natural gas peaker | TRUE
6074 | Natural Gas Fired Combustion Turbine | GT | 60.7 | N | Electric Utility | NG | natural gas peaker | TRUE
6076 | Conventional Steam Coal | ST | 307 | N | IPP Non-CHP | SUB | hard coal | TRUE
6076 | Conventional Steam Coal | ST | 307 | N | IPP Non-CHP | SUB | hard coal | TRUE
6076 | Conventional Steam Coal | ST | 740 | N | IPP Non-CHP | SUB | hard coal | TRUE
6076 | Conventional Steam Coal | ST | 740 | N | IPP Non-CHP | SUB | hard coal | TRUE
6077 | Conventional Steam Coal | ST | 665 | N | Electric Utility | SUB | hard coal | TRUE
6077 | Conventional Steam Coal | ST | 700 | N | Electric Utility | SUB | hard coal | TRUE
6081 | Petroleum Liquids | GT | 65 | N | Electric Utility | DFO | petroleum | TRUE
6081 | Petroleum Liquids | GT | 65 | N | Electric Utility | DFO | petroleum | TRUE
6081 | Petroleum Liquids | IC | 2 | N | Electric Utility | DFO | petroleum | TRUE
6081 | Petroleum Liquids | IC | 2 | N | Electric Utility | DFO | petroleum | TRUE
6081 | Petroleum Liquids | CA | 96 | N | Electric Utility | DFO | petroleum | TRUE
6081 | Petroleum Liquids | CT | 69.7 | N | Electric Utility | DFO | petroleum | TRUE
6081 | Petroleum Liquids | CT | 69.7 | N | Electric Utility | DFO | petroleum | TRUE
6081 | Petroleum Liquids | CT | 69.7 | N | Electric Utility | DFO | petroleum | TRUE
6081 | Petroleum Liquids | IC | 0.6 | N | Electric Utility | DFO | petroleum | TRUE
6082 | Conventional Steam Coal | ST | 685.3 | N | IPP Non-CHP | BIT | hard coal | TRUE
6083 | Conventional Hydroelectric | HY | 2 | N | IPP Non-CHP | WAT | hydro | TRUE
6083 | Conventional Hydroelectric | HY | 2 | N | IPP Non-CHP | WAT | hydro | TRUE
6083 | Conventional Hydroelectric | HY | 2 | N | IPP Non-CHP | WAT | hydro | TRUE
6085 | Conventional Steam Coal | ST | 431 | N | Electric Utility | SUB | hard coal | TRUE
6085 | Conventional Steam Coal | ST | 472 | N | Electric Utility | SUB | hard coal | TRUE
6085 | Natural Gas Fired Combustion Turbine | GT | 78 | N | Electric Utility | NG | natural gas peaker | TRUE
6085 | Natural Gas Fired Combustion Turbine | GT | 77 | N | Electric Utility | NG | natural gas peaker | TRUE
6085 | Conventional Steam Coal | ST | 361 | N | Electric Utility | BIT | hard coal | TRUE
6085 | Conventional Steam Coal | ST | 361 | N | Electric Utility | BIT | hard coal | TRUE
6086 | Conventional Hydroelectric | HY | 6.2 | N | Electric Utility | WAT | hydro | TRUE
6086 | Conventional Hydroelectric | HY | 6.4 | N | Electric Utility | WAT | hydro | TRUE
6086 | Conventional Hydroelectric | HY | 6.9 | N | Electric Utility | WAT | hydro | TRUE
6086 | Conventional Hydroelectric | HY | 0.4 | N | Electric Utility | WAT | hydro | TRUE
6087 | Hydroelectric Pumped Storage | PS | 53.3 | N | Electric Utility | WAT | hydro | TRUE
6087 | Hydroelectric Pumped Storage | PS | 53.3 | N | Electric Utility | WAT | hydro | TRUE
6087 | Conventional Hydroelectric | HY | 57.4 | N | Electric Utility | WAT | hydro | TRUE
6087 | Conventional Hydroelectric | HY | 57.4 | N | Electric Utility | WAT | hydro | TRUE
6087 | Hydroelectric Pumped Storage | PS | 53.3 | N | Electric Utility | WAT | hydro | TRUE
6087 | Hydroelectric Pumped Storage | PS | 53.3 | N | Electric Utility | WAT | hydro | TRUE
6088 | Natural Gas Fired Combustion Turbine | GT | 25 | N | Electric Utility | NG | natural gas peaker | TRUE
6088 | Natural Gas Fired Combustion Turbine | GT | 25 | N | Electric Utility | NG | natural gas peaker | TRUE
6088 | Natural Gas Fired Combustion Turbine | GT | 25 | N | Electric Utility | NG | natural gas peaker | TRUE
6088 | Natural Gas Fired Combustion Turbine | GT | 20 | N | Electric Utility | NG | natural gas peaker | TRUE
6089 | Conventional Steam Coal | ST | 53.1 | N | Electric Utility | LIG | lignite | TRUE
6090 | Conventional Steam Coal | ST | 680 | Y | Electric Utility | SUB | hard coal | TRUE
6090 | Conventional Steam Coal | ST | 682 | Y | Electric Utility | SUB | hard coal | TRUE
6090 | Conventional Steam Coal | ST | 876 | N | Electric Utility | SUB | hard coal | TRUE
6092 | Petroleum Liquids | GT | 54.6 | N | Electric Utility | DFO | petroleum | TRUE
6092 | Petroleum Liquids | GT | 45.5 | N | Electric Utility | DFO | petroleum | TRUE
6094 | Conventional Steam Coal | ST | 830 | N | IPP Non-CHP | BIT | hard coal | TRUE
6094 | Conventional Steam Coal | ST | 830 | N | IPP Non-CHP | BIT | hard coal | TRUE
6094 | Conventional Steam Coal | ST | 850 | N | IPP Non-CHP | BIT | hard coal | TRUE
6095 | Conventional Steam Coal | ST | 520.5 | N | Electric Utility | SUB | hard coal | TRUE
6095 | Conventional Steam Coal | ST | 520.5 | N | Electric Utility | SUB | hard coal | TRUE
6096 | Conventional Steam Coal | ST | 655.9 | N | Electric Utility | SUB | hard coal | TRUE
6096 | Conventional Steam Coal | ST | 664.2 | N | Electric Utility | SUB | hard coal | TRUE
6098 | Conventional Steam Coal | ST | 475 | Y | Electric Utility | SUB | hard coal | TRUE
6098 | Petroleum Liquids | IC | 0.6 | N | Electric Utility | DFO | petroleum | TRUE
6099 | Nuclear | ST | 1122 | N | Electric Utility | NUC | nuclear | TRUE
6099 | Nuclear | ST | 1118 | N | Electric Utility | NUC | nuclear | TRUE
6100 | Hydroelectric Pumped Storage | PS | 404 | N | Electric Utility | WAT | hydro | TRUE
6100 | Hydroelectric Pumped Storage | PS | 404 | N | Electric Utility | WAT | hydro | TRUE
6100 | Hydroelectric Pumped Storage | PS | 404 | N | Electric Utility | WAT | hydro | TRUE
6101 | Conventional Steam Coal | ST | 332 | N | Electric Utility | SUB | hard coal | TRUE
6103 | Nuclear | ST | 1260 | N | IPP Non-CHP | NUC | nuclear | TRUE
6103 | Nuclear | ST | 1260 | N | IPP Non-CHP | NUC | nuclear | TRUE
6105 | Nuclear | ST | 1119.7 | N | IPP Non-CHP | NUC | nuclear | TRUE
6105 | Nuclear | ST | 1122.1 | N | IPP Non-CHP | NUC | nuclear | TRUE
6106 | Conventional Steam Coal | ST | 585 | N | Electric Utility | SUB | hard coal | TRUE
6110 | Nuclear | ST | 836.8 | N | IPP Non-CHP | NUC | nuclear | TRUE
6112 | Natural Gas Fired Combined Cycle | CA | 301 | N | Electric Utility | NG | natural gas nonpeaker | TRUE
6112 | Natural Gas Fired Combined Cycle | CT | 123 | N | Electric Utility | NG | natural gas nonpeaker | TRUE
6112 | Natural Gas Fired Combined Cycle | CT | 128 | N | Electric Utility | NG | natural gas nonpeaker | TRUE
6112 | Natural Gas Fired Combined Cycle | CT | 128 | N | Electric Utility | NG | natural gas nonpeaker | TRUE
6112 | Natural Gas Fired Combustion Turbine | GT | 145 | N | Electric Utility | NG | natural gas peaker | TRUE
6112 | Natural Gas Fired Combustion Turbine | GT | 144 | N | Electric Utility | NG | natural gas peaker | TRUE
6113 | Conventional Steam Coal | ST | 630 | N | Electric Utility | BIT | hard coal | TRUE
6113 | Conventional Steam Coal | ST | 630 | N | Electric Utility | BIT | hard coal | TRUE
6113 | Conventional Steam Coal | ST | 630 | N | Electric Utility | BIT | hard coal | TRUE
6113 | Conventional Steam Coal | ST | 622 | N | Electric Utility | BIT | hard coal | TRUE
6113 | Conventional Steam Coal | ST | 620 | N | Electric Utility | BIT | hard coal | TRUE
6115 | Nuclear | ST | 1247.9 | N | IPP Non-CHP | NUC | nuclear | TRUE
6118 | Nuclear | ST | 1172 | N | IPP Non-CHP | NUC | nuclear | TRUE
6119 | Conventional Hydroelectric | HY | 2 | N | IPP Non-CHP | WAT | hydro | TRUE
6119 | Conventional Hydroelectric | HY | 2 | N | IPP Non-CHP | WAT | hydro | TRUE
6119 | Conventional Hydroelectric | HY | 2 | N | IPP Non-CHP | WAT | hydro | TRUE
6120 | Natural Gas Fired Combustion Turbine | GT | 67 | N | Electric Utility | NG | natural gas peaker | TRUE
6120 | Natural Gas Fired Combustion Turbine | GT | 67 | N | Electric Utility | NG | natural gas peaker | TRUE
6122 | Nuclear | ST | 582 | N | IPP Non-CHP | NUC | nuclear | TRUE
6124 | Conventional Steam Coal | ST | 138.5 | N | Electric Utility | SUB | hard coal | TRUE
6124 | Natural Gas Fired Combustion Turbine | GT | 82.2 | N | Electric Utility | NG | natural gas peaker | TRUE
6124 | Natural Gas Fired Combustion Turbine | GT | 82.2 | N | Electric Utility | NG | natural gas peaker | TRUE
6124 | Natural Gas Fired Combustion Turbine | GT | 82.2 | N | Electric Utility | NG | natural gas peaker | TRUE
6124 | Natural Gas Fired Combustion Turbine | GT | 82.2 | N | Electric Utility | NG | natural gas peaker | TRUE
6124 | Natural Gas Fired Combustion Turbine | GT | 82.2 | N | Electric Utility | NG | natural gas peaker | TRUE
6124 | Natural Gas Fired Combustion Turbine | GT | 82.2 | N | Electric Utility | NG | natural gas peaker | TRUE
6124 | Natural Gas Fired Combustion Turbine | GT | 82.2 | N | Electric Utility | NG | natural gas peaker | TRUE
6124 | Natural Gas Fired Combustion Turbine | GT | 82.2 | N | Electric Utility | NG | natural gas peaker | TRUE
6125 | Petroleum Liquids | IC | 2.8 | N | Electric Utility | DFO | petroleum | TRUE
6125 | Petroleum Liquids | IC | 2.8 | N | Electric Utility | DFO | petroleum | TRUE
6125 | Petroleum Liquids | IC | 2.8 | N | Electric Utility | DFO | petroleum | TRUE
6125 | Petroleum Liquids | IC | 2.8 | N | Electric Utility | DFO | petroleum | TRUE
6125 | Petroleum Liquids | IC | 2.8 | N | Electric Utility | DFO | petroleum | TRUE
6126 | Hydroelectric Pumped Storage | PS | 72 | N | Electric Utility | WAT | hydro | TRUE
6126 | Hydroelectric Pumped Storage | PS | 72 | N | Electric Utility | WAT | hydro | TRUE
6126 | Hydroelectric Pumped Storage | PS | 72 | N | Electric Utility | WAT | hydro | TRUE
6126 | Hydroelectric Pumped Storage | PS | 72 | N | Electric Utility | WAT | hydro | TRUE
6126 | Hydroelectric Pumped Storage | PS | 72 | N | Electric Utility | WAT | hydro | TRUE
6126 | Hydroelectric Pumped Storage | PS | 72 | N | Electric Utility | WAT | hydro | TRUE
6126 | Hydroelectric Pumped Storage | PS | 72 | N | Electric Utility | WAT | hydro | TRUE
6126 | Hydroelectric Pumped Storage | PS | 72 | N | Electric Utility | WAT | hydro | TRUE
6127 | Nuclear | ST | 971 | N | Electric Utility | NUC | nuclear | TRUE
6128 | Conventional Hydroelectric | HY | 29 | N | Electric Utility | WAT | hydro | TRUE
6128 | Conventional Hydroelectric | HY | 29 | N | Electric Utility | WAT | hydro | TRUE
6130 | Conventional Hydroelectric | HY | 143 | N | Electric Utility | WAT | hydro | TRUE
6130 | Conventional Hydroelectric | HY | 143 | N | Electric Utility | WAT | hydro | TRUE
6130 | Hydroelectric Pumped Storage | PS | 143 | N | Electric Utility | WAT | hydro | TRUE
6130 | Hydroelectric Pumped Storage | PS | 143 | N | Electric Utility | WAT | hydro | TRUE
6131 | Conventional Hydroelectric | HY | 20.5 | N | Electric Utility | WAT | hydro | TRUE
6131 | Conventional Hydroelectric | HY | 20.5 | N | Electric Utility | WAT | hydro | TRUE
6131 | Conventional Hydroelectric | HY | 20.5 | N | Electric Utility | WAT | hydro | TRUE
6131 | Conventional Hydroelectric | HY | 20.5 | N | Electric Utility | WAT | hydro | TRUE
6132 | Conventional Hydroelectric | HY | 84 | N | Electric Utility | WAT | hydro | TRUE
6132 | Conventional Hydroelectric | HY | 84 | N | Electric Utility | WAT | hydro | TRUE
6132 | Conventional Hydroelectric | HY | 84 | N | Electric Utility | WAT | hydro | TRUE
6132 | Conventional Hydroelectric | HY | 84 | N | Electric Utility | WAT | hydro | TRUE
6132 | Hydroelectric Pumped Storage | PS | 82 | N | Electric Utility | WAT | hydro | TRUE
6132 | Hydroelectric Pumped Storage | PS | 82 | N | Electric Utility | WAT | hydro | TRUE
6132 | Hydroelectric Pumped Storage | PS | 82 | N | Electric Utility | WAT | hydro | TRUE
6132 | Hydroelectric Pumped Storage | PS | 82 | N | Electric Utility | WAT | hydro | TRUE
6133 | Conventional Hydroelectric | HY | 3 | N | Electric Utility | WAT | hydro | TRUE
6133 | Conventional Hydroelectric | HY | 42 | N | Electric Utility | WAT | hydro | TRUE
6133 | Conventional Hydroelectric | HY | 42 | N | Electric Utility | WAT | hydro | TRUE
6136 | Conventional Steam Coal | ST | 470 | N | Electric Utility | SUB | hard coal | TRUE
6137 | Conventional Steam Coal | ST | 245 | N | Electric Utility | BIT | hard coal | TRUE
6137 | Conventional Steam Coal | ST | 245 | N | Electric Utility | BIT | hard coal | TRUE
6137 | Natural Gas Fired Combustion Turbine | GT | 80 | N | Electric Utility | NG | natural gas peaker | TRUE
6137 | Natural Gas Fired Combustion Turbine | GT | 80 | N | Electric Utility | NG | natural gas peaker | TRUE
6138 | Conventional Steam Coal | ST | 528 | N | Electric Utility | SUB | hard coal | TRUE
6139 | Conventional Steam Coal | ST | 528 | N | Electric Utility | SUB | hard coal | TRUE
6139 | Conventional Steam Coal | ST | 528 | N | Electric Utility | SUB | hard coal | TRUE
6139 | Conventional Steam Coal | ST | 528 | N | Electric Utility | SUB | hard coal | TRUE
6140 | Conventional Hydroelectric | HY | 27 | N | Electric Utility | WAT | hydro | TRUE
6140 | Hydroelectric Pumped Storage | PS | 31 | N | Electric Utility | WAT | hydro | TRUE
6141 | Hydroelectric Pumped Storage | PS | 31 | N | Electric Utility | WAT | hydro | TRUE
6141 | Hydroelectric Pumped Storage | PS | 31 | N | Electric Utility | WAT | hydro | TRUE
6141 | Hydroelectric Pumped Storage | PS | 31 | N | Electric Utility | WAT | hydro | TRUE
6141 | Hydroelectric Pumped Storage | PS | 31 | N | Electric Utility | WAT | hydro | TRUE
6141 | Hydroelectric Pumped Storage | PS | 31 | N | Electric Utility | WAT | hydro | TRUE
6141 | Hydroelectric Pumped Storage | PS | 31 | N | Electric Utility | WAT | hydro | TRUE
6142 | Conventional Hydroelectric | HY | 23 | N | Electric Utility | WAT | hydro | TRUE
6142 | Conventional Hydroelectric | HY | 23 | N | Electric Utility | WAT | hydro | TRUE
6142 | Conventional Hydroelectric | HY | 23 | N | Electric Utility | WAT | hydro | TRUE
6142 | Conventional Hydroelectric | HY | 23 | N | Electric Utility | WAT | hydro | TRUE
6142 | Conventional Hydroelectric | HY | 23 | N | Electric Utility | WAT | hydro | TRUE
6144 | Natural Gas Fired Combustion Turbine | GT | 16.7 | N | Electric Utility | NG | natural gas peaker | TRUE
6144 | Natural Gas Fired Combustion Turbine | GT | 16.9 | N | Electric Utility | NG | natural gas peaker | TRUE
6145 | Nuclear | ST | 1205 | N | IPP Non-CHP | NUC | nuclear | TRUE
6145 | Nuclear | ST | 1195 | N | IPP Non-CHP | NUC | nuclear | TRUE
6146 | Conventional Steam Coal | ST | 800 | N | IPP Non-CHP | LIG | lignite | TRUE
6146 | Conventional Steam Coal | ST | 805 | N | IPP Non-CHP | LIG | lignite | TRUE
6146 | Conventional Steam Coal | ST | 805 | N | IPP Non-CHP | LIG | lignite | TRUE
6147 | Conventional Steam Coal | ST | 535 | N | IPP Non-CHP | SUB | hard coal | TRUE
6147 | Conventional Steam Coal | ST | 535 | N | IPP Non-CHP | SUB | hard coal | TRUE
6147 | Conventional Steam Coal | ST | 795 | N | IPP Non-CHP | SUB | hard coal | TRUE
6149 | Nuclear | ST | 894 | N | IPP Non-CHP | NUC | nuclear | TRUE
6150 | Petroleum Liquids | IC | 7 | N | Electric Utility | DFO | petroleum | TRUE
6150 | Petroleum Liquids | IC | 7 | N | Electric Utility | DFO | petroleum | TRUE
6151 | Hydroelectric Pumped Storage | PS | 404.7 | N | Electric Utility | WAT | hydro | TRUE
6151 | Hydroelectric Pumped Storage | PS | 404.1 | N | Electric Utility | WAT | hydro | TRUE
6151 | Hydroelectric Pumped Storage | PS | 403.5 | N | Electric Utility | WAT | hydro | TRUE
6151 | Hydroelectric Pumped Storage | PS | 404 | N | Electric Utility | WAT | hydro | TRUE
6152 | Nuclear | ST | 1152 | N | Electric Utility | NUC | nuclear | TRUE
6152 | Nuclear | ST | 1125.7 | N | Electric Utility | NUC | nuclear | TRUE
6153 | Nuclear | ST | 1190 | N | Electric Utility | NUC | nuclear | TRUE
6155 | Conventional Steam Coal | ST | 590 | N | Electric Utility | SUB | hard coal | TRUE
6155 | Conventional Steam Coal | ST | 590 | N | Electric Utility | SUB | hard coal | TRUE
6156 | Petroleum Liquids | ST | 442.5 | N | IPP Non-CHP | RFO | petroleum | TRUE
6156 | Petroleum Liquids | GT | 43.2 | N | IPP Non-CHP | KER | other | TRUE
6156 | Petroleum Liquids | GT | 43.2 | N | IPP Non-CHP | KER | other | TRUE
6156 | Petroleum Liquids | GT | 43.2 | N | IPP Non-CHP | KER | other | TRUE
6158 | Conventional Hydroelectric | HY | 191 | N | Electric Utility | WAT | hydro | TRUE
6158 | Conventional Hydroelectric | HY | 191 | N | Electric Utility | WAT | hydro | TRUE
6159 | Conventional Hydroelectric | HY | 35 | N | Electric Utility | WAT | hydro | TRUE
6163 | Conventional Hydroelectric | HY | 125 | N | Electric Utility | WAT | hydro | TRUE
6163 | Conventional Hydroelectric | HY | 125 | N | Electric Utility | WAT | hydro | TRUE
6163 | Conventional Hydroelectric | HY | 125 | N | Electric Utility | WAT | hydro | TRUE
6163 | Conventional Hydroelectric | HY | 125 | N | Electric Utility | WAT | hydro | TRUE
6163 | Conventional Hydroelectric | HY | 125 | N | Electric Utility | WAT | hydro | TRUE
6163 | Conventional Hydroelectric | HY | 125 | N | Electric Utility | WAT | hydro | TRUE
6163 | Conventional Hydroelectric | HY | 125 | N | Electric Utility | WAT | hydro | TRUE
6163 | Conventional Hydroelectric | HY | 125 | N | Electric Utility | WAT | hydro | TRUE
6163 | Conventional Hydroelectric | HY | 125 | N | Electric Utility | WAT | hydro | TRUE
6163 | Conventional Hydroelectric | HY | 125 | N | Electric Utility | WAT | hydro | TRUE
6163 | Conventional Hydroelectric | HY | 690 | N | Electric Utility | WAT | hydro | TRUE
6163 | Conventional Hydroelectric | HY | 125 | N | Electric Utility | WAT | hydro | TRUE
6163 | Conventional Hydroelectric | HY | 690 | N | Electric Utility | WAT | hydro | TRUE
6163 | Conventional Hydroelectric | HY | 690 | N | Electric Utility | WAT | hydro | TRUE
6163 | Conventional Hydroelectric | HY | 805 | N | Electric Utility | WAT | hydro | TRUE
6163 | Conventional Hydroelectric | HY | 805 | N | Electric Utility | WAT | hydro | TRUE
6163 | Conventional Hydroelectric | HY | 805 | N | Electric Utility | WAT | hydro | TRUE
6163 | Conventional Hydroelectric | HY | 125 | N | Electric Utility | WAT | hydro | TRUE
6163 | Conventional Hydroelectric | HY | 125 | N | Electric Utility | WAT | hydro | TRUE
6163 | Conventional Hydroelectric | HY | 125 | N | Electric Utility | WAT | hydro | TRUE
6163 | Conventional Hydroelectric | HY | 125 | N | Electric Utility | WAT | hydro | TRUE
6163 | Conventional Hydroelectric | HY | 125 | N | Electric Utility | WAT | hydro | TRUE
6163 | Conventional Hydroelectric | HY | 125 | N | Electric Utility | WAT | hydro | TRUE
6163 | Conventional Hydroelectric | HY | 125 | N | Electric Utility | WAT | hydro | TRUE
6163 | Conventional Hydroelectric | HY | 10 | N | Electric Utility | WAT | hydro | TRUE
6163 | Conventional Hydroelectric | HY | 10 | N | Electric Utility | WAT | hydro | TRUE
6163 | Conventional Hydroelectric | HY | 10 | N | Electric Utility | WAT | hydro | TRUE
6163 | Hydroelectric Pumped Storage | PS | 53.5 | N | Electric Utility | WAT | hydro | TRUE
6163 | Hydroelectric Pumped Storage | PS | 53.5 | N | Electric Utility | WAT | hydro | TRUE
6163 | Hydroelectric Pumped Storage | PS | 53.5 | N | Electric Utility | WAT | hydro | TRUE
6163 | Hydroelectric Pumped Storage | PS | 50 | N | Electric Utility | WAT | hydro | TRUE
6163 | Hydroelectric Pumped Storage | PS | 50 | N | Electric Utility | WAT | hydro | TRUE
6163 | Hydroelectric Pumped Storage | PS | 53.5 | N | Electric Utility | WAT | hydro | TRUE
6165 | Conventional Steam Coal | ST | 471 | N | Electric Utility | BIT | hard coal | TRUE
6165 | Conventional Steam Coal | ST | 430 | N | Electric Utility | BIT | hard coal | TRUE
6165 | Conventional Steam Coal | ST | 460 | N | Electric Utility | BIT | hard coal | TRUE
6166 | Conventional Steam Coal | ST | 1300 | N | Electric Utility | SUB | hard coal | TRUE
6166 | Conventional Steam Coal | ST | 1300 | N | Electric Utility | SUB | hard coal | TRUE
6167 | Hydroelectric Pumped Storage | PS | 500 | N | Electric Utility | WAT | hydro | TRUE
6167 | Hydroelectric Pumped Storage | PS | 500 | N | Electric Utility | WAT | hydro | TRUE
6167 | Hydroelectric Pumped Storage | PS | 502 | N | Electric Utility | WAT | hydro | TRUE
6167 | Hydroelectric Pumped Storage | PS | 500 | N | Electric Utility | WAT | hydro | TRUE
6167 | Hydroelectric Pumped Storage | PS | 501 | N | Electric Utility | WAT | hydro | TRUE
6167 | Hydroelectric Pumped Storage | PS | 500 | N | Electric Utility | WAT | hydro | TRUE
6168 | Nuclear | ST | 948 | N | Electric Utility | NUC | nuclear | TRUE
6168 | Nuclear | ST | 944 | N | Electric Utility | NUC | nuclear | TRUE
6168 | Conventional Hydroelectric | HY | 1 | N | Electric Utility | WAT | hydro | TRUE
6170 | Conventional Steam Coal | ST | 594 | N | Electric Utility | SUB | hard coal | TRUE
6170 | Conventional Steam Coal | ST | 594 | N | Electric Utility | SUB | hard coal | TRUE
6170 | Petroleum Liquids | IC | 2 | N | Electric Utility | DFO | petroleum | TRUE
6171 | Conventional Hydroelectric | HY | 61 | N | Electric Utility | WAT | hydro | TRUE
6172 | Conventional Hydroelectric | HY | 105 | N | Electric Utility | WAT | hydro | TRUE
6172 | Conventional Hydroelectric | HY | 105 | N | Electric Utility | WAT | hydro | TRUE
6172 | Conventional Hydroelectric | HY | 105 | N | Electric Utility | WAT | hydro | TRUE
6172 | Conventional Hydroelectric | HY | 105 | N | Electric Utility | WAT | hydro | TRUE
6172 | Conventional Hydroelectric | HY | 105 | N | Electric Utility | WAT | hydro | TRUE
6174 | Conventional Hydroelectric | HY | 24.5 | N | Electric Utility | WAT | hydro | TRUE
6174 | Conventional Hydroelectric | HY | 24.5 | N | Electric Utility | WAT | hydro | TRUE
6175 | Conventional Hydroelectric | HY | 135 | N | Electric Utility | WAT | hydro | TRUE
6175 | Conventional Hydroelectric | HY | 135 | N | Electric Utility | WAT | hydro | TRUE
6175 | Conventional Hydroelectric | HY | 135 | N | Electric Utility | WAT | hydro | TRUE
6175 | Conventional Hydroelectric | HY | 135 | N | Electric Utility | WAT | hydro | TRUE
6175 | Conventional Hydroelectric | HY | 135 | N | Electric Utility | WAT | hydro | TRUE
6175 | Conventional Hydroelectric | HY | 135 | N | Electric Utility | WAT | hydro | TRUE
6177 | Conventional Steam Coal | ST | 380 | N | Electric Utility | SUB | hard coal | TRUE
6177 | Conventional Steam Coal | ST | 382 | N | Electric Utility | SUB | hard coal | TRUE
6178 | Conventional Steam Coal | ST | 635 | N | IPP Non-CHP | SUB | hard coal | TRUE
6179 | Conventional Steam Coal | ST | 590 | N | Electric Utility | SUB | hard coal | TRUE
6179 | Conventional Steam Coal | ST | 590 | N | Electric Utility | SUB | hard coal | TRUE
6179 | Conventional Steam Coal | ST | 435 | N | Electric Utility | SUB | hard coal | TRUE
6180 | Conventional Steam Coal | ST | 840 | N | IPP Non-CHP | LIG | lignite | TRUE
6180 | Conventional Steam Coal | ST | 825 | N | IPP Non-CHP | LIG | lignite | TRUE
6181 | Conventional Steam Coal | ST | 420 | N | Electric Utility | SUB | hard coal | TRUE
6181 | Conventional Steam Coal | ST | 420 | N | Electric Utility | SUB | hard coal | TRUE
6183 | Conventional Steam Coal | ST | 391 | N | Electric Utility | LIG | lignite | TRUE
6188 | Conventional Hydroelectric | HY | 66 | N | Electric Utility | WAT | hydro | TRUE
6188 | Conventional Hydroelectric | HY | 66 | N | Electric Utility | WAT | hydro | TRUE
6189 | Hydroelectric Pumped Storage | PS | 345 | N | Electric Utility | WAT | hydro | TRUE
6189 | Hydroelectric Pumped Storage | PS | 345 | N | Electric Utility | WAT | hydro | TRUE
6189 | Hydroelectric Pumped Storage | PS | 345 | N | Electric Utility | WAT | hydro | TRUE
6190 | Natural Gas Steam Turbine | ST | 419.2 | N | Electric Utility | NG | natural gas peaker | TRUE
6190 | Conventional Steam Coal | ST | 496.1 | N | Electric Utility | SUB | hard coal | TRUE
6190 | Petroleum Coke | ST | 631.3 | N | Electric Utility | PC | petroleum | TRUE
6193 | Conventional Steam Coal | ST | 339 | N | Electric Utility | SUB | hard coal | TRUE
6193 | Conventional Steam Coal | ST | 339 | N | Electric Utility | SUB | hard coal | TRUE
6193 | Conventional Steam Coal | ST | 340 | N | Electric Utility | SUB | hard coal | TRUE
6194 | Conventional Steam Coal | ST | 532 | N | Electric Utility | SUB | hard coal | TRUE
6194 | Conventional Steam Coal | ST | 535 | N | Electric Utility | SUB | hard coal | TRUE
6195 | Natural Gas Fired Combustion Turbine | GT | 52 | N | Electric Utility | NG | natural gas peaker | TRUE
6195 | Natural Gas Fired Combustion Turbine | GT | 52 | N | Electric Utility | NG | natural gas peaker | TRUE
6195 | Conventional Steam Coal | ST | 184 | N | Electric Utility | SUB | hard coal | TRUE
6195 | Conventional Steam Coal | ST | 275 | N | Electric Utility | SUB | hard coal | TRUE
6196 | Conventional Hydroelectric | HY | 38 | N | Electric Utility | WAT | hydro | TRUE
6196 | Conventional Hydroelectric | HY | 38 | N | Electric Utility | WAT | hydro | TRUE
6200 | Conventional Hydroelectric | HY | 1.2 | N | Electric Utility | WAT | hydro | TRUE
6200 | Conventional Hydroelectric | HY | 15 | N | Electric Utility | WAT | hydro | TRUE
6200 | Conventional Hydroelectric | HY | 19 | N | Electric Utility | WAT | hydro | TRUE
6200 | Conventional Hydroelectric | HY | 15 | N | Electric Utility | WAT | hydro | TRUE
6200 | Conventional Hydroelectric | HY | 15 | N | Electric Utility | WAT | hydro | TRUE
6200 | Conventional Hydroelectric | HY | 15 | N | Electric Utility | WAT | hydro | TRUE
6200 | Conventional Hydroelectric | HY | 17 | N | Electric Utility | WAT | hydro | TRUE
6200 | Conventional Hydroelectric | HY | 17 | N | Electric Utility | WAT | hydro | TRUE
6200 | Conventional Hydroelectric | HY | 17 | N | Electric Utility | WAT | hydro | TRUE
6200 | Conventional Hydroelectric | HY | 17 | N | Electric Utility | WAT | hydro | TRUE
6200 | Conventional Hydroelectric | HY | 19 | N | Electric Utility | WAT | hydro | TRUE
6200 | Conventional Hydroelectric | HY | 42 | N | Electric Utility | WAT | hydro | TRUE
6200 | Conventional Hydroelectric | HY | 42 | N | Electric Utility | WAT | hydro | TRUE
6200 | Conventional Hydroelectric | HY | 42 | N | Electric Utility | WAT | hydro | TRUE
6200 | Conventional Hydroelectric | HY | 42 | N | Electric Utility | WAT | hydro | TRUE
6200 | Conventional Hydroelectric | HY | 42 | N | Electric Utility | WAT | hydro | TRUE
6200 | Conventional Hydroelectric | HY | 42 | N | Electric Utility | WAT | hydro | TRUE
6200 | Conventional Hydroelectric | HY | 42 | N | Electric Utility | WAT | hydro | TRUE
6200 | Conventional Hydroelectric | HY | 42 | N | Electric Utility | WAT | hydro | TRUE
6202 | Conventional Hydroelectric | HY | 94.5 | N | Electric Utility | WAT | hydro | TRUE
6202 | Conventional Hydroelectric | HY | 94.5 | N | Electric Utility | WAT | hydro | TRUE
6202 | Conventional Hydroelectric | HY | 94.5 | N | Electric Utility | WAT | hydro | TRUE
6202 | Conventional Hydroelectric | HY | 94.5 | N | Electric Utility | WAT | hydro | TRUE
6204 | Conventional Steam Coal | ST | 570 | N | Electric Utility | SUB | hard coal | TRUE
6204 | Conventional Steam Coal | ST | 570 | N | Electric Utility | SUB | hard coal | TRUE
6204 | Conventional Steam Coal | ST | 570 | N | Electric Utility | SUB | hard coal | TRUE
6206 | Conventional Hydroelectric | HY | 2.3 | N | Electric Utility | WAT | hydro | TRUE
6206 | Conventional Hydroelectric | HY | 2.3 | N | Electric Utility | WAT | hydro | TRUE
6207 | Conventional Hydroelectric | HY | 3.8 | N | Electric Utility | WAT | hydro | TRUE
6208 | Hydroelectric Pumped Storage | PS | 115 | N | Electric Utility | WAT | hydro | TRUE
6208 | Hydroelectric Pumped Storage | PS | 115 | N | Electric Utility | WAT | hydro | TRUE
6210 | Natural Gas Fired Combustion Turbine | GT | 45 | N | Electric Utility | NG | natural gas peaker | TRUE
6211 | Petroleum Liquids | GT | 55 | N | IPP Non-CHP | JF | petroleum | TRUE
6211 | Petroleum Liquids | GT | 55 | N | IPP Non-CHP | JF | petroleum | TRUE
6211 | Petroleum Liquids | GT | 55 | N | IPP Non-CHP | JF | petroleum | TRUE
6213 | Conventional Steam Coal | ST | 493 | N | Electric Utility | BIT | hard coal | TRUE
6213 | Conventional Steam Coal | ST | 490 | N | Electric Utility | BIT | hard coal | TRUE
6220 | Petroleum Liquids | IC | 2.1 | N | Electric Utility | DFO | petroleum | TRUE
6220 | Petroleum Liquids | IC | 1.8 | N | Electric Utility | DFO | petroleum | TRUE
6220 | Petroleum Liquids | IC | 2.6 | N | Electric Utility | DFO | petroleum | TRUE
6223 | Natural Gas Fired Combustion Turbine | GT | 82 | N | Electric Utility | NG | natural gas peaker | TRUE
6223 | Natural Gas Fired Combustion Turbine | GT | 82 | N | Electric Utility | NG | natural gas peaker | TRUE
6223 | Natural Gas Fired Combustion Turbine | GT | 49 | N | Electric Utility | NG | natural gas peaker | TRUE
6223 | Natural Gas Fired Combustion Turbine | GT | 49 | N | Electric Utility | NG | natural gas peaker | TRUE
6225 | Conventional Steam Coal | ST | 13.6 | N | Electric Utility | BIT | hard coal | TRUE
6229 | Petroleum Liquids | IC | 1 | N | Electric Utility | DFO | petroleum | TRUE
6229 | Petroleum Liquids | IC | 1.6 | N | Electric Utility | DFO | petroleum | TRUE
6229 | Petroleum Liquids | IC | 0.5 | N | Electric Utility | DFO | petroleum | TRUE
6231 | Conventional Hydroelectric | HY | 0.4 | N | Electric Utility | WAT | hydro | TRUE
6231 | Conventional Hydroelectric | HY | 0.5 | N | Electric Utility | WAT | hydro | TRUE
6231 | Conventional Hydroelectric | HY | 0.5 | N | Electric Utility | WAT | hydro | TRUE
6238 | Petroleum Liquids | GT | 20.1 | N | Electric Utility | DFO | petroleum | TRUE
6243 | Natural Gas Steam Turbine | ST | 110 | N | Electric Utility | NG | natural gas peaker | TRUE
6243 | Natural Gas Fired Combustion Turbine | GT | 47.1 | N | Electric Utility | NG | natural gas peaker | TRUE
6243 | Natural Gas Fired Combustion Turbine | GT | 47.1 | N | Electric Utility | NG | natural gas peaker | TRUE
6248 | Conventional Steam Coal | ST | 505 | N | Electric Utility | SUB | hard coal | TRUE
6249 | Conventional Steam Coal | ST | 275 | N | Electric Utility | BIT | hard coal | TRUE
6249 | Conventional Steam Coal | ST | 285 | N | Electric Utility | BIT | hard coal | TRUE
6249 | Conventional Steam Coal | ST | 285 | N | Electric Utility | BIT | hard coal | TRUE
6249 | Conventional Steam Coal | ST | 285 | N | Electric Utility | BIT | hard coal | TRUE
6250 | Conventional Steam Coal | ST | 727 | N | Electric Utility | BIT | hard coal | TRUE
6251 | Nuclear | ST | 1280 | N | IPP Non-CHP | NUC | nuclear | TRUE
6251 | Nuclear | ST | 1280 | N | IPP Non-CHP | NUC | nuclear | TRUE
6253 | Petroleum Liquids | GT | 45 | N | Electric Utility | DFO | petroleum | TRUE
6253 | Petroleum Liquids | GT | 45 | N | Electric Utility | DFO | petroleum | TRUE
6253 | Petroleum Liquids | GT | 45 | N | Electric Utility | DFO | petroleum | TRUE
6253 | Petroleum Liquids | GT | 45 | N | Electric Utility | DFO | petroleum | TRUE
6253 | Natural Gas Fired Combustion Turbine | GT | 78 | N | Electric Utility | NG | natural gas peaker | TRUE
6254 | Conventional Steam Coal | ST | 730 | N | Electric Utility | SUB | hard coal | TRUE
6257 | Conventional Steam Coal | ST | 817 | N | Electric Utility | SUB | hard coal | TRUE
6257 | Conventional Steam Coal | ST | 857 | N | Electric Utility | SUB | hard coal | TRUE
6257 | Conventional Steam Coal | ST | 857 | N | Electric Utility | SUB | hard coal | TRUE
6257 | Conventional Steam Coal | ST | 858 | N | Electric Utility | SUB | hard coal | TRUE
6258 | Petroleum Liquids | GT | 41 | N | Electric Utility | DFO | petroleum | TRUE
6258 | Petroleum Liquids | GT | 56 | N | Electric Utility | DFO | petroleum | TRUE
6258 | Petroleum Liquids | GT | 49 | N | Electric Utility | DFO | petroleum | TRUE
6258 | Petroleum Liquids | GT | 41 | N | Electric Utility | DFO | petroleum | TRUE
6258 | Petroleum Liquids | GT | 54 | N | Electric Utility | DFO | petroleum | TRUE
6258 | Petroleum Liquids | GT | 54 | N | Electric Utility | DFO | petroleum | TRUE
6258 | Petroleum Liquids | IC | 2.5 | N | Electric Utility | DFO | petroleum | TRUE
6264 | Conventional Steam Coal | ST | 1299 | N | Electric Utility | BIT | hard coal | TRUE
6265 | Conventional Hydroelectric | HY | 34 | N | Electric Utility | WAT | hydro | TRUE
6265 | Conventional Hydroelectric | HY | 31 | N | Electric Utility | WAT | hydro | TRUE
6280 | Conventional Hydroelectric | HY | 4 | N | Electric Utility | WAT | hydro | TRUE
6280 | Conventional Hydroelectric | HY | 4 | N | Electric Utility | WAT | hydro | TRUE
6280 | Conventional Hydroelectric | HY | 4 | N | Electric Utility | WAT | hydro | TRUE
6280 | Conventional Hydroelectric | HY | 4 | N | Electric Utility | WAT | hydro | TRUE
6281 | Petroleum Liquids | IC | 2.5 | N | Electric Utility | DFO | petroleum | TRUE
6281 | Petroleum Liquids | IC | 4.4 | N | Electric Utility | DFO | petroleum | TRUE
6281 | Petroleum Liquids | IC | 4.4 | N | Electric Utility | DFO | petroleum | TRUE
6281 | Petroleum Liquids | IC | 7 | N | Electric Utility | DFO | petroleum | TRUE
6282 | Petroleum Liquids | IC | 0.3 | N | Electric Utility | DFO | petroleum | TRUE
6282 | Petroleum Liquids | IC | 0.2 | N | Electric Utility | DFO | petroleum | TRUE
6282 | Petroleum Liquids | IC | 0.2 | N | Electric Utility | DFO | petroleum | TRUE
6282 | Petroleum Liquids | IC | 0.2 | N | Electric Utility | DFO | petroleum | TRUE
6283 | Petroleum Liquids | IC | 1.2 | N | Electric Utility | DFO | petroleum | TRUE
6283 | Petroleum Liquids | IC | 1.2 | N | Electric Utility | DFO | petroleum | TRUE
6285 | Petroleum Liquids | GT | 44 | N | Electric Utility | DFO | petroleum | TRUE
6285 | Petroleum Liquids | GT | 50 | N | Electric Utility | DFO | petroleum | TRUE
6285 | Petroleum Liquids | CT | 41 | N | Electric Utility | WO | petroleum | TRUE
6285 | Petroleum Liquids | CA | 10 | N | Electric Utility | WO | petroleum | TRUE
6286 | Petroleum Liquids | IC | 2.8 | N | Electric Utility | DFO | petroleum | TRUE
6286 | Petroleum Liquids | IC | 2.8 | N | Electric Utility | DFO | petroleum | TRUE
6286 | Petroleum Liquids | GT | 15.5 | N | Electric Utility | DFO | petroleum | TRUE
6286 | Petroleum Liquids | GT | 15 | N | Electric Utility | DFO | petroleum | TRUE
6288 | Conventional Steam Coal | ST | 25 | N | Electric Utility | LIG | lignite | TRUE
6288 | Petroleum Liquids | IC | 2.8 | N | Electric Utility | DFO | petroleum | TRUE
6291 | Conventional Hydroelectric | HY | 9.7 | N | Electric Utility | WAT | hydro | TRUE
6291 | Conventional Hydroelectric | HY | 9.7 | N | Electric Utility | WAT | hydro | TRUE
6292 | Natural Gas Fired Combustion Turbine | GT | 17 | N | Electric Utility | NG | natural gas peaker | TRUE
6292 | Natural Gas Fired Combustion Turbine | GT | 22.9 | N | Electric Utility | NG | natural gas peaker | TRUE
6292 | Natural Gas Fired Combustion Turbine | GT | 22.5 | N | Electric Utility | NG | natural gas peaker | TRUE
6293 | Natural Gas Fired Combustion Turbine | GT | 12.6 | N | Electric Utility | NG | natural gas peaker | TRUE
6293 | Natural Gas Fired Combustion Turbine | GT | 12.6 | N | Electric Utility | NG | natural gas peaker | TRUE
6299 | Petroleum Liquids | IC | 0.4 | N | Electric Utility | DFO | petroleum | TRUE
6299 | Petroleum Liquids | IC | 0.4 | N | Electric Utility | DFO | petroleum | TRUE
6299 | Petroleum Liquids | IC | 0.4 | N | Electric Utility | DFO | petroleum | TRUE
6299 | Petroleum Liquids | IC | 0.4 | N | Electric Utility | DFO | petroleum | TRUE
6301 | Petroleum Liquids | IC | 1.3 | Y | Electric Utility | DFO | petroleum | TRUE
6301 | Petroleum Liquids | IC | 1 | N | Electric Utility | DFO | petroleum | TRUE
6301 | Petroleum Liquids | IC | 1 | N | Electric Utility | DFO | petroleum | TRUE
6301 | Petroleum Liquids | IC | 1 | N | Electric Utility | DFO | petroleum | TRUE
6301 | Petroleum Liquids | IC | 1 | N | Electric Utility | DFO | petroleum | TRUE
6301 | Petroleum Liquids | IC | 1.1 | Y | Electric Utility | DFO | petroleum | TRUE
6301 | Petroleum Liquids | IC | 1.1 | Y | Electric Utility | DFO | petroleum | TRUE
6301 | Petroleum Liquids | IC | 0.8 | Y | Electric Utility | DFO | petroleum | TRUE
6301 | Petroleum Liquids | IC | 0.8 | Y | Electric Utility | DFO | petroleum | TRUE
6301 | Petroleum Liquids | IC | 0.8 | Y | Electric Utility | DFO | petroleum | TRUE
6302 | Conventional Hydroelectric | HY | 1.3 | N | Electric Utility | WAT | hydro | TRUE
6302 | Conventional Hydroelectric | HY | 1.3 | N | Electric Utility | WAT | hydro | TRUE
6302 | Conventional Hydroelectric | HY | 1.3 | N | Electric Utility | WAT | hydro | TRUE
6304 | Petroleum Liquids | IC | 3 | N | Electric Utility | DFO | petroleum | TRUE
6304 | Onshore Wind Turbine | WT | 0.1 | N | Electric Utility | WND | onshore wind | TRUE
6304 | Onshore Wind Turbine | WT | 0.1 | N | Electric Utility | WND | onshore wind | TRUE
6304 | Onshore Wind Turbine | WT | 0.1 | N | Electric Utility | WND | onshore wind | TRUE
6304 | Onshore Wind Turbine | WT | 0.1 | N | Electric Utility | WND | onshore wind | TRUE
6304 | Petroleum Liquids | IC | 2.5 | N | Electric Utility | DFO | petroleum | TRUE
6304 | Onshore Wind Turbine | WT | 0.1 | N | Electric Utility | WND | onshore wind | TRUE
6304 | Petroleum Liquids | IC | 2.5 | N | Electric Utility | DFO | petroleum | TRUE
6304 | Onshore Wind Turbine | WT | 0.1 | N | Electric Utility | WND | onshore wind | TRUE
6304 | Petroleum Liquids | IC | 1.4 | N | Electric Utility | DFO | petroleum | TRUE
6304 | Onshore Wind Turbine | WT | 0.1 | N | Electric Utility | WND | onshore wind | TRUE
6304 | Onshore Wind Turbine | WT | 0.1 | N | Electric Utility | WND | onshore wind | TRUE
6304 | Onshore Wind Turbine | WT | 0.9 | N | Electric Utility | WND | onshore wind | TRUE
6304 | Onshore Wind Turbine | WT | 0.9 | N | Electric Utility | WND | onshore wind | TRUE
6304 | Onshore Wind Turbine | WT | 0.6 | N | Electric Utility | WND | onshore wind | TRUE
6304 | Onshore Wind Turbine | WT | 0.1 | N | Electric Utility | WND | onshore wind | TRUE
6304 | Onshore Wind Turbine | WT | 0.2 | N | Electric Utility | WND | onshore wind | TRUE
6304 | Onshore Wind Turbine | WT | 0.5 | N | Electric Utility | WND | onshore wind | TRUE
6304 | Onshore Wind Turbine | WT | 0.1 | N | Electric Utility | WND | onshore wind | TRUE
6304 | Onshore Wind Turbine | WT | 0.1 | N | Electric Utility | WND | onshore wind | TRUE
6304 | Petroleum Liquids | IC | 1.1 | N | Electric Utility | DFO | petroleum | TRUE
6304 | Onshore Wind Turbine | WT | 0.1 | N | Electric Utility | WND | onshore wind | TRUE
6304 | Onshore Wind Turbine | WT | 0.1 | N | Electric Utility | WND | onshore wind | TRUE
6304 | Onshore Wind Turbine | WT | 0.1 | N | Electric Utility | WND | onshore wind | TRUE
6305 | Petroleum Liquids | IC | 0.5 | N | Electric Utility | DFO | petroleum | TRUE
6305 | Petroleum Liquids | IC | 0.5 | N | Electric Utility | DFO | petroleum | TRUE
6305 | Petroleum Liquids | IC | 0.5 | N | Electric Utility | DFO | petroleum | TRUE
6305 | Petroleum Liquids | IC | 2.5 | N | Electric Utility | DFO | petroleum | TRUE
6305 | Petroleum Liquids | IC | 2.5 | N | Electric Utility | DFO | petroleum | TRUE
6305 | Petroleum Liquids | IC | 1.2 | N | Electric Utility | DFO | petroleum | TRUE
6305 | Petroleum Liquids | IC | 2.8 | N | Electric Utility | DFO | petroleum | TRUE
6306 | Petroleum Liquids | IC | 0.5 | N | Electric Utility | DFO | petroleum | TRUE
6306 | Petroleum Liquids | IC | 0.5 | N | Electric Utility | DFO | petroleum | TRUE
6306 | Petroleum Liquids | IC | 0.5 | N | Electric Utility | DFO | petroleum | TRUE
6306 | Petroleum Liquids | IC | 1.5 | N | Electric Utility | DFO | petroleum | TRUE
6306 | Petroleum Liquids | IC | 2 | N | Electric Utility | DFO | petroleum | TRUE
6306 | Petroleum Liquids | IC | 0.8 | N | Electric Utility | DFO | petroleum | TRUE
6306 | Petroleum Liquids | GT | 2.8 | N | Electric Utility | DFO | petroleum | TRUE
6311 | Petroleum Liquids | IC | 0.5 | N | Electric Utility | DFO | petroleum | TRUE
6311 | Petroleum Liquids | IC | 0.5 | N | Electric Utility | DFO | petroleum | TRUE
6311 | Petroleum Liquids | IC | 0.8 | N | Electric Utility | DFO | petroleum | TRUE
6314 | Petroleum Liquids | IC | 0.5 | N | Electric Utility | DFO | petroleum | TRUE
6314 | Petroleum Liquids | IC | 0.5 | N | Electric Utility | DFO | petroleum | TRUE
6314 | Petroleum Liquids | IC | 0.5 | N | Electric Utility | DFO | petroleum | TRUE
6314 | Petroleum Liquids | IC | 0.9 | N | Electric Utility | DFO | petroleum | TRUE
6319 | Petroleum Liquids | IC | 0.3 | N | Electric Utility | DFO | petroleum | TRUE
6319 | Petroleum Liquids | IC | 0.5 | N | Electric Utility | DFO | petroleum | TRUE
6319 | Petroleum Liquids | IC | 0.5 | N | Electric Utility | DFO | petroleum | TRUE
6319 | Petroleum Liquids | IC | 0.5 | N | Electric Utility | DFO | petroleum | TRUE
6323 | Petroleum Liquids | IC | 0.3 | N | Electric Utility | DFO | petroleum | TRUE
6323 | Petroleum Liquids | IC | 0.4 | N | Electric Utility | DFO | petroleum | TRUE
6323 | Petroleum Liquids | IC | 0.5 | N | Electric Utility | DFO | petroleum | TRUE
6329 | Petroleum Liquids | IC | 0.3 | N | Electric Utility | DFO | petroleum | TRUE
6329 | Petroleum Liquids | IC | 0.5 | N | Electric Utility | DFO | petroleum | TRUE
6329 | Petroleum Liquids | IC | 0.8 | N | Electric Utility | DFO | petroleum | TRUE
6329 | Petroleum Liquids | IC | 0.7 | N | Electric Utility | DFO | petroleum | TRUE
6330 | Petroleum Liquids | IC | 0.3 | N | Electric Utility | DFO | petroleum | TRUE
6330 | Petroleum Liquids | IC | 0.4 | N | Electric Utility | DFO | petroleum | TRUE
6330 | Petroleum Liquids | IC | 0.7 | N | Electric Utility | DFO | petroleum | TRUE
6333 | Petroleum Liquids | IC | 0.5 | N | Electric Utility | DFO | petroleum | TRUE
6338 | Petroleum Liquids | IC | 0.5 | N | Electric Utility | DFO | petroleum | TRUE
6338 | Petroleum Liquids | IC | 0.6 | N | Electric Utility | DFO | petroleum | TRUE
6338 | Petroleum Liquids | IC | 0.9 | N | Electric Utility | DFO | petroleum | TRUE
6341 | Petroleum Liquids | IC | 0.3 | N | Electric Utility | DFO | petroleum | TRUE
6341 | Petroleum Liquids | IC | 0.5 | N | Electric Utility | DFO | petroleum | TRUE
6341 | Petroleum Liquids | IC | 0.5 | N | Electric Utility | DFO | petroleum | TRUE
6345 | Petroleum Liquids | IC | 0.3 | N | Electric Utility | DFO | petroleum | TRUE
6345 | Petroleum Liquids | IC | 0.3 | N | Electric Utility | DFO | petroleum | TRUE
6345 | Petroleum Liquids | IC | 0.4 | N | Electric Utility | DFO | petroleum | TRUE
6345 | Petroleum Liquids | IC | 0.5 | N | Electric Utility | DFO | petroleum | TRUE
6348 | Petroleum Liquids | IC | 0.5 | N | Electric Utility | DFO | petroleum | TRUE
6348 | Petroleum Liquids | IC | 0.3 | N | Electric Utility | DFO | petroleum | TRUE
6348 | Petroleum Liquids | IC | 0.8 | N | Electric Utility | DFO | petroleum | TRUE
6348 | Petroleum Liquids | IC | 0.8 | N | Electric Utility | DFO | petroleum | TRUE
6356 | Petroleum Liquids | GT | 16 | N | Electric Utility | DFO | petroleum | TRUE
6358 | Natural Gas Fired Combined Cycle | CT | 41 | N | Electric Utility | NG | natural gas nonpeaker | TRUE
6358 | Natural Gas Fired Combined Cycle | CA | 10 | N | Electric Utility | NG | natural gas nonpeaker | TRUE
6358 | Natural Gas Fired Combustion Turbine | GT | 22 | N | Electric Utility | NG | natural gas peaker | TRUE
6359 | Conventional Hydroelectric | HY | 2.8 | N | Electric Utility | WAT | hydro | TRUE
6359 | Conventional Hydroelectric | HY | 2.8 | N | Electric Utility | WAT | hydro | TRUE
6359 | Conventional Hydroelectric | HY | 0.6 | N | Electric Utility | WAT | hydro | TRUE
6359 | Conventional Hydroelectric | HY | 0.7 | N | Electric Utility | WAT | hydro | TRUE
6369 | Petroleum Liquids | IC | 2.5 | N | Electric Utility | DFO | petroleum | TRUE
6369 | Petroleum Liquids | IC | 2.5 | N | Electric Utility | DFO | petroleum | TRUE
6373 | Natural Gas Fired Combustion Turbine | GT | 72 | N | Electric Utility | NG | natural gas peaker | TRUE
6373 | Natural Gas Fired Combustion Turbine | GT | 89 | N | Electric Utility | NG | natural gas peaker | TRUE
6373 | Natural Gas Fired Combustion Turbine | GT | 94 | N | Electric Utility | NG | natural gas peaker | TRUE
6373 | Petroleum Liquids | IC | 3 | N | Electric Utility | DFO | petroleum | TRUE
6377 | Petroleum Liquids | IC | 3 | N | Electric Utility | DFO | petroleum | TRUE
6378 | Conventional Hydroelectric | HY | 0.4 | N | IPP Non-CHP | WAT | hydro | TRUE
6378 | Conventional Hydroelectric | HY | 0.4 | N | IPP Non-CHP | WAT | hydro | TRUE
6378 | Conventional Hydroelectric | HY | 0.5 | N | IPP Non-CHP | WAT | hydro | TRUE
6379 | Conventional Hydroelectric | HY | 1.5 | N | IPP Non-CHP | WAT | hydro | TRUE
6379 | Conventional Hydroelectric | HY | 2.2 | N | IPP Non-CHP | WAT | hydro | TRUE
6388 | Conventional Hydroelectric | HY | 1.9 | N | IPP Non-CHP | WAT | hydro | TRUE
6388 | Conventional Hydroelectric | HY | 0.4 | N | IPP Non-CHP | WAT | hydro | TRUE
6388 | Conventional Hydroelectric | HY | 1.3 | N | IPP Non-CHP | WAT | hydro | TRUE
6388 | Conventional Hydroelectric | HY | 1.4 | N | IPP Non-CHP | WAT | hydro | TRUE
6388 | Conventional Hydroelectric | HY | 1.4 | N | IPP Non-CHP | WAT | hydro | TRUE
6390 | Petroleum Liquids | IC | 0.6 | N | Electric Utility | DFO | petroleum | TRUE
6390 | Petroleum Liquids | IC | 0.8 | N | Electric Utility | DFO | petroleum | TRUE
6390 | Petroleum Liquids | IC | 1.2 | N | Electric Utility | DFO | petroleum | TRUE
6390 | Petroleum Liquids | IC | 1.2 | N | Electric Utility | DFO | petroleum | TRUE
6391 | Petroleum Liquids | IC | 0.4 | N | Electric Utility | DFO | petroleum | TRUE
6391 | Petroleum Liquids | IC | 1.2 | N | Electric Utility | DFO | petroleum | TRUE
6393 | Conventional Hydroelectric | HY | 0.5 | N | Electric Utility | WAT | hydro | TRUE
6393 | Conventional Hydroelectric | HY | 0.5 | N | Electric Utility | WAT | hydro | TRUE
6393 | Conventional Hydroelectric | HY | 0.5 | N | Electric Utility | WAT | hydro | TRUE
6394 | Conventional Hydroelectric | HY | 0.8 | N | Electric Utility | WAT | hydro | TRUE
6394 | Conventional Hydroelectric | HY | 0.6 | N | Electric Utility | WAT | hydro | TRUE
6394 | Conventional Hydroelectric | HY | 0.3 | N | Electric Utility | WAT | hydro | TRUE
6395 | Conventional Hydroelectric | HY | 20 | N | Electric Utility | WAT | hydro | TRUE
6395 | Conventional Hydroelectric | HY | 20 | N | Electric Utility | WAT | hydro | TRUE
6396 | Conventional Hydroelectric | HY | 5.1 | N | Electric Utility | WAT | hydro | TRUE
6396 | Conventional Hydroelectric | HY | 5.1 | N | Electric Utility | WAT | hydro | TRUE
6397 | Conventional Hydroelectric | HY | 1.1 | N | Electric Utility | WAT | hydro | TRUE
6397 | Conventional Hydroelectric | HY | 1.1 | N | Electric Utility | WAT | hydro | TRUE
6397 | Conventional Hydroelectric | HY | 1.1 | N | Electric Utility | WAT | hydro | TRUE
6398 | Conventional Hydroelectric | HY | 2.7 | N | Electric Utility | WAT | hydro | TRUE
6398 | Conventional Hydroelectric | HY | 5 | N | Electric Utility | WAT | hydro | TRUE
6398 | Conventional Hydroelectric | HY | 10 | N | Electric Utility | WAT | hydro | TRUE
6398 | Conventional Hydroelectric | HY | 10 | N | Electric Utility | WAT | hydro | TRUE
6400 | Conventional Hydroelectric | HY | 19.2 | N | Electric Utility | WAT | hydro | TRUE
6400 | Conventional Hydroelectric | HY | 19.2 | N | Electric Utility | WAT | hydro | TRUE
6400 | Conventional Hydroelectric | HY | 19.2 | N | Electric Utility | WAT | hydro | TRUE
6402 | Conventional Hydroelectric | HY | 9.3 | N | Electric Utility | WAT | hydro | TRUE
6402 | Conventional Hydroelectric | HY | 9.3 | N | Electric Utility | WAT | hydro | TRUE
6402 | Conventional Hydroelectric | HY | 9.3 | N | Electric Utility | WAT | hydro | TRUE
6403 | Conventional Hydroelectric | HY | 17.2 | N | Electric Utility | WAT | hydro | TRUE
6404 | Conventional Hydroelectric | HY | 2.7 | N | Electric Utility | WAT | hydro | TRUE
6404 | Conventional Hydroelectric | HY | 2.7 | N | Electric Utility | WAT | hydro | TRUE
6405 | Conventional Hydroelectric | HY | 50.6 | N | Electric Utility | WAT | hydro | TRUE
6405 | Conventional Hydroelectric | HY | 50.6 | N | Electric Utility | WAT | hydro | TRUE
6405 | Conventional Hydroelectric | HY | 50.6 | N | Electric Utility | WAT | hydro | TRUE
6406 | Conventional Hydroelectric | HY | 6 | N | Electric Utility | WAT | hydro | TRUE
6406 | Conventional Hydroelectric | HY | 6 | N | Electric Utility | WAT | hydro | TRUE
6407 | Conventional Hydroelectric | HY | 12.9 | N | Electric Utility | WAT | hydro | TRUE
6408 | Conventional Hydroelectric | HY | 5 | N | Electric Utility | WAT | hydro | TRUE
6409 | Conventional Hydroelectric | HY | 20.7 | N | Electric Utility | WAT | hydro | TRUE
6409 | Conventional Hydroelectric | HY | 20.7 | N | Electric Utility | WAT | hydro | TRUE
6410 | Conventional Hydroelectric | HY | 10.5 | N | Electric Utility | WAT | hydro | TRUE
6410 | Conventional Hydroelectric | HY | 10 | N | Electric Utility | WAT | hydro | TRUE
6410 | Conventional Hydroelectric | HY | 10 | N | Electric Utility | WAT | hydro | TRUE
6413 | Conventional Hydroelectric | HY | 26 | N | Electric Utility | WAT | hydro | TRUE
6413 | Conventional Hydroelectric | HY | 26 | N | Electric Utility | WAT | hydro | TRUE
6414 | Conventional Hydroelectric | HY | 21 | N | Electric Utility | WAT | hydro | TRUE
6414 | Conventional Hydroelectric | HY | 21 | N | Electric Utility | WAT | hydro | TRUE
6415 | Conventional Hydroelectric | HY | 57.5 | N | Electric Utility | WAT | hydro | TRUE
6415 | Conventional Hydroelectric | HY | 57.5 | N | Electric Utility | WAT | hydro | TRUE
6416 | Conventional Hydroelectric | HY | 40 | N | Electric Utility | WAT | hydro | TRUE
6416 | Conventional Hydroelectric | HY | 40 | N | Electric Utility | WAT | hydro | TRUE
6417 | Conventional Hydroelectric | HY | 52 | N | Electric Utility | WAT | hydro | TRUE
6417 | Conventional Hydroelectric | HY | 52 | N | Electric Utility | WAT | hydro | TRUE
6417 | Conventional Hydroelectric | HY | 52 | N | Electric Utility | WAT | hydro | TRUE
6418 | Conventional Hydroelectric | HY | 13.8 | N | Electric Utility | WAT | hydro | TRUE
6418 | Conventional Hydroelectric | HY | 13.8 | N | Electric Utility | WAT | hydro | TRUE
6418 | Conventional Hydroelectric | HY | 13.8 | N | Electric Utility | WAT | hydro | TRUE
6419 | Conventional Hydroelectric | HY | 34.5 | N | Electric Utility | WAT | hydro | TRUE
6419 | Conventional Hydroelectric | HY | 34.5 | N | Electric Utility | WAT | hydro | TRUE
6419 | Conventional Hydroelectric | HY | 34.5 | N | Electric Utility | WAT | hydro | TRUE
6421 | Conventional Hydroelectric | HY | 38.5 | N | Electric Utility | WAT | hydro | TRUE
6422 | Conventional Hydroelectric | HY | 2 | N | Electric Utility | WAT | hydro | TRUE
6422 | Conventional Hydroelectric | HY | 2 | N | Electric Utility | WAT | hydro | TRUE
6422 | Conventional Hydroelectric | HY | 2 | N | Electric Utility | WAT | hydro | TRUE
6422 | Conventional Hydroelectric | HY | 2 | N | Electric Utility | WAT | hydro | TRUE
6424 | Conventional Hydroelectric | HY | 31.4 | N | Electric Utility | WAT | hydro | TRUE
6424 | Conventional Hydroelectric | HY | 30.7 | N | Electric Utility | WAT | hydro | TRUE
6430 | Conventional Hydroelectric | HY | 15 | N | Electric Utility | WAT | hydro | TRUE
6430 | Conventional Hydroelectric | HY | 15 | N | Electric Utility | WAT | hydro | TRUE
6431 | Conventional Hydroelectric | HY | 32 | N | Electric Utility | WAT | hydro | TRUE
6431 | Conventional Hydroelectric | HY | 32 | N | Electric Utility | WAT | hydro | TRUE
6431 | Conventional Hydroelectric | HY | 32 | N | Electric Utility | WAT | hydro | TRUE
6431 | Conventional Hydroelectric | HY | 80 | N | Electric Utility | WAT | hydro | TRUE
6432 | Conventional Hydroelectric | HY | 83 | N | Electric Utility | WAT | hydro | TRUE
6432 | Conventional Hydroelectric | HY | 83 | N | Electric Utility | WAT | hydro | TRUE
6432 | Conventional Hydroelectric | HY | 1.2 | N | Electric Utility | WAT | hydro | TRUE
6432 | Conventional Hydroelectric | HY | 1.2 | N | Electric Utility | WAT | hydro | TRUE
6433 | Conventional Hydroelectric | HY | 158.4 | N | Electric Utility | WAT | hydro | TRUE
6433 | Conventional Hydroelectric | HY | 161.5 | N | Electric Utility | WAT | hydro | TRUE
6433 | Conventional Hydroelectric | HY | 158.4 | N | Electric Utility | WAT | hydro | TRUE
6433 | Conventional Hydroelectric | HY | 161.5 | N | Electric Utility | WAT | hydro | TRUE
6433 | Conventional Hydroelectric | HY | 232 | N | Electric Utility | WAT | hydro | TRUE
6433 | Conventional Hydroelectric | HY | 232 | N | Electric Utility | WAT | hydro | TRUE
6438 | Conventional Hydroelectric | HY | 1.4 | N | Electric Utility | WAT | hydro | TRUE
6440 | Conventional Hydroelectric | HY | 22 | N | Electric Utility | WAT | hydro | TRUE
6440 | Conventional Hydroelectric | HY | 29.5 | N | Electric Utility | WAT | hydro | TRUE
6440 | Conventional Hydroelectric | HY | 29.2 | N | Electric Utility | WAT | hydro | TRUE
6440 | Conventional Hydroelectric | HY | 29.2 | N | Electric Utility | WAT | hydro | TRUE
6440 | Conventional Hydroelectric | HY | 29.4 | N | Electric Utility | WAT | hydro | TRUE
6440 | Conventional Hydroelectric | HY | 29.4 | N | Electric Utility | WAT | hydro | TRUE
6440 | Conventional Hydroelectric | HY | 29.2 | N | Electric Utility | WAT | hydro | TRUE
6440 | Conventional Hydroelectric | HY | 29.2 | N | Electric Utility | WAT | hydro | TRUE
6440 | Conventional Hydroelectric | HY | 29 | N | Electric Utility | WAT | hydro | TRUE
6440 | Conventional Hydroelectric | HY | 29 | N | Electric Utility | WAT | hydro | TRUE
6440 | Conventional Hydroelectric | HY | 55 | N | Electric Utility | WAT | hydro | TRUE
6440 | Conventional Hydroelectric | HY | 22.3 | N | Electric Utility | WAT | hydro | TRUE
6440 | Conventional Hydroelectric | HY | 55 | N | Electric Utility | WAT | hydro | TRUE
6440 | Conventional Hydroelectric | HY | 55 | N | Electric Utility | WAT | hydro | TRUE
6440 | Conventional Hydroelectric | HY | 23 | N | Electric Utility | WAT | hydro | TRUE
6440 | Conventional Hydroelectric | HY | 22 | N | Electric Utility | WAT | hydro | TRUE
6440 | Conventional Hydroelectric | HY | 30.3 | N | Electric Utility | WAT | hydro | TRUE
6440 | Conventional Hydroelectric | HY | 30.4 | N | Electric Utility | WAT | hydro | TRUE
6440 | Conventional Hydroelectric | HY | 29.1 | N | Electric Utility | WAT | hydro | TRUE
6440 | Conventional Hydroelectric | HY | 30.7 | N | Electric Utility | WAT | hydro | TRUE
6440 | Conventional Hydroelectric | HY | 29.6 | N | Electric Utility | WAT | hydro | TRUE
6449 | Conventional Hydroelectric | HY | 2 | N | Electric Utility | WAT | hydro | TRUE
6450 | Conventional Hydroelectric | HY | 1.6 | N | Electric Utility | WAT | hydro | TRUE
6450 | Conventional Hydroelectric | HY | 0.7 | N | Electric Utility | WAT | hydro | TRUE
6450 | Conventional Hydroelectric | HY | 0.7 | N | Electric Utility | WAT | hydro | TRUE
6450 | Conventional Hydroelectric | HY | 0.7 | N | Electric Utility | WAT | hydro | TRUE
6450 | Conventional Hydroelectric | HY | 2.8 | N | Electric Utility | WAT | hydro | TRUE
6451 | Conventional Hydroelectric | HY | 0.6 | N | Electric Utility | WAT | hydro | TRUE
6451 | Conventional Hydroelectric | HY | 0.6 | N | Electric Utility | WAT | hydro | TRUE
6451 | Conventional Hydroelectric | HY | 3.2 | N | Electric Utility | WAT | hydro | TRUE
6456 | Conventional Hydroelectric | HY | 1.3 | N | Electric Utility | WAT | hydro | TRUE
6456 | Conventional Hydroelectric | HY | 0.6 | N | Electric Utility | WAT | hydro | TRUE
6459 | Conventional Hydroelectric | HY | 1.9 | N | Electric Utility | WAT | hydro | TRUE
6459 | Conventional Hydroelectric | HY | 1.9 | N | Electric Utility | WAT | hydro | TRUE
6459 | Conventional Hydroelectric | HY | 0.8 | N | Electric Utility | WAT | hydro | TRUE
6462 | Nuclear | ST | 967.5 | N | Electric Utility | NUC | nuclear | TRUE
6463 | Petroleum Liquids | GT | 14.5 | N | Electric Utility | DFO | petroleum | TRUE
6463 | Petroleum Liquids | GT | 22.7 | N | Electric Utility | DFO | petroleum | TRUE
6469 | Conventional Steam Coal | ST | 450 | N | Electric Utility | LIG | lignite | TRUE
6469 | Conventional Steam Coal | ST | 450 | N | Electric Utility | LIG | lignite | TRUE
6474 | Petroleum Liquids | IC | 2.5 | N | Electric Utility | DFO | petroleum | TRUE
6474 | Petroleum Liquids | IC | 2.5 | N | Electric Utility | DFO | petroleum | TRUE
6474 | Petroleum Liquids | IC | 2.5 | N | Electric Utility | DFO | petroleum | TRUE
6474 | Petroleum Liquids | IC | 7.6 | N | Electric Utility | DFO | petroleum | TRUE
6474 | Petroleum Liquids | IC | 7.6 | N | Electric Utility | DFO | petroleum | TRUE
6474 | Petroleum Liquids | IC | 7.6 | N | Electric Utility | DFO | petroleum | TRUE
6474 | Petroleum Liquids | IC | 7.6 | N | Electric Utility | DFO | petroleum | TRUE
6474 | Petroleum Liquids | GT | 17.5 | N | Electric Utility | DFO | petroleum | TRUE
6474 | Petroleum Liquids | GT | 22.6 | N | Electric Utility | DFO | petroleum | TRUE
6474 | Petroleum Liquids | IC | 1.7 | N | Electric Utility | DFO | petroleum | TRUE
6474 | Petroleum Liquids | IC | 1.7 | N | Electric Utility | DFO | petroleum | TRUE
6474 | Petroleum Liquids | ST | 9 | N | Electric Utility | DFO | petroleum | TRUE
6475 | Conventional Hydroelectric | HY | 3 | N | Electric Utility | WAT | hydro | TRUE
6479 | Conventional Hydroelectric | HY | 27 | N | Electric Utility | WAT | hydro | TRUE
6479 | Conventional Hydroelectric | HY | 10 | N | Electric Utility | WAT | hydro | TRUE
6479 | Conventional Hydroelectric | HY | 12 | N | Electric Utility | WAT | hydro | TRUE
6479 | Conventional Hydroelectric | HY | 27 | N | Electric Utility | WAT | hydro | TRUE
6480 | Conventional Hydroelectric | HY | 14.5 | N | Electric Utility | WAT | hydro | TRUE
6480 | Conventional Hydroelectric | HY | 14 | N | Electric Utility | WAT | hydro | TRUE
6480 | Conventional Hydroelectric | HY | 18 | N | Electric Utility | WAT | hydro | TRUE
6481 | Conventional Steam Coal | ST | 900 | N | Electric Utility | BIT | hard coal | TRUE
6481 | Conventional Steam Coal | ST | 900 | N | Electric Utility | BIT | hard coal | TRUE
6483 | Conventional Hydroelectric | HY | 2.3 | N | IPP Non-CHP | WAT | hydro | TRUE
6483 | Conventional Hydroelectric | HY | 2.3 | N | IPP Non-CHP | WAT | hydro | TRUE
6483 | Conventional Hydroelectric | HY | 2.8 | N | IPP Non-CHP | WAT | hydro | TRUE
6483 | Conventional Hydroelectric | HY | 2.8 | N | IPP Non-CHP | WAT | hydro | TRUE
6484 | Conventional Hydroelectric | HY | 0.2 | N | Electric Utility | WAT | hydro | TRUE
6484 | Conventional Hydroelectric | HY | 0.3 | N | Electric Utility | WAT | hydro | TRUE
6484 | Conventional Hydroelectric | HY | 0.5 | N | Electric Utility | WAT | hydro | TRUE
6486 | Conventional Hydroelectric | HY | 1 | N | Electric Utility | WAT | hydro | TRUE
6486 | Conventional Hydroelectric | HY | 1.2 | N | Electric Utility | WAT | hydro | TRUE
6486 | Conventional Hydroelectric | HY | 3.8 | N | Electric Utility | WAT | hydro | TRUE
6504 | Petroleum Liquids | IC | 2.5 | N | Electric Utility | DFO | petroleum | TRUE
6504 | Petroleum Liquids | IC | 12.3 | N | Electric Utility | DFO | petroleum | TRUE
6504 | Petroleum Liquids | IC | 12.3 | N | Electric Utility | DFO | petroleum | TRUE
6504 | Petroleum Liquids | IC | 12.3 | N | Electric Utility | DFO | petroleum | TRUE
6504 | Petroleum Liquids | IC | 12.3 | N | Electric Utility | DFO | petroleum | TRUE
6504 | Petroleum Liquids | CT | 21.1 | N | Electric Utility | DFO | petroleum | TRUE
6504 | Petroleum Liquids | CA | 12 | N | Electric Utility | DFO | petroleum | TRUE
6504 | Petroleum Liquids | CT | 21.1 | N | Electric Utility | DFO | petroleum | TRUE
6504 | Petroleum Liquids | CT | 17.6 | N | Electric Utility | DFO | petroleum | TRUE
6504 | Petroleum Liquids | CA | 13.8 | N | Electric Utility | DFO | petroleum | TRUE
6504 | Petroleum Liquids | CT | 17.6 | N | Electric Utility | DFO | petroleum | TRUE
6504 | Petroleum Liquids | IC | 2.5 | N | Electric Utility | DFO | petroleum | TRUE
6504 | Petroleum Liquids | IC | 2.5 | N | Electric Utility | DFO | petroleum | TRUE
6504 | Petroleum Liquids | IC | 5.5 | N | Electric Utility | DFO | petroleum | TRUE
6504 | Petroleum Liquids | IC | 5.5 | N | Electric Utility | DFO | petroleum | TRUE
6504 | Petroleum Liquids | IC | 5.5 | N | Electric Utility | DFO | petroleum | TRUE
6504 | Petroleum Liquids | IC | 5.5 | N | Electric Utility | DFO | petroleum | TRUE
6504 | Petroleum Liquids | IC | 5.5 | N | Electric Utility | DFO | petroleum | TRUE
6504 | Petroleum Liquids | IC | 5.5 | N | Electric Utility | DFO | petroleum | TRUE
6504 | Petroleum Liquids | IC | 2.5 | N | Electric Utility | DFO | petroleum | TRUE
6504 | Petroleum Liquids | IC | 2.5 | N | Electric Utility | DFO | petroleum | TRUE
6505 | Conventional Hydroelectric | HY | 22 | N | Electric Utility | WAT | hydro | TRUE
6505 | Conventional Hydroelectric | HY | 22 | N | Electric Utility | WAT | hydro | TRUE
6506 | Conventional Hydroelectric | HY | 1.1 | N | Electric Utility | WAT | hydro | TRUE
6506 | Conventional Hydroelectric | HY | 0.4 | N | Electric Utility | WAT | hydro | TRUE
6506 | Conventional Hydroelectric | HY | 1.1 | N | Electric Utility | WAT | hydro | TRUE
6506 | Conventional Hydroelectric | HY | 1.7 | N | Electric Utility | WAT | hydro | TRUE
6507 | Conventional Hydroelectric | HY | 2.1 | N | Electric Utility | WAT | hydro | TRUE
6508 | Conventional Hydroelectric | HY | 0.5 | N | Electric Utility | WAT | hydro | TRUE
6508 | Conventional Hydroelectric | HY | 0.5 | N | Electric Utility | WAT | hydro | TRUE
6510 | Petroleum Liquids | IC | 2 | N | Electric Utility | DFO | petroleum | TRUE
6510 | Petroleum Liquids | IC | 2 | N | Electric Utility | DFO | petroleum | TRUE
6510 | Petroleum Liquids | IC | 2 | N | Electric Utility | DFO | petroleum | TRUE
6513 | Conventional Hydroelectric | HY | 2.5 | N | IPP Non-CHP | WAT | hydro | TRUE
6515 | Natural Gas Fired Combustion Turbine | GT | 13.5 | N | Electric Utility | NG | natural gas peaker | TRUE
6515 | Natural Gas Fired Combustion Turbine | GT | 13.5 | N | Electric Utility | NG | natural gas peaker | TRUE
6515 | Natural Gas Fired Combustion Turbine | GT | 13.5 | N | Electric Utility | NG | natural gas peaker | TRUE
6515 | Natural Gas Fired Combustion Turbine | GT | 19.8 | N | Electric Utility | NG | natural gas peaker | TRUE
6516 | Petroleum Liquids | IC | 2 | N | Electric Utility | DFO | petroleum | TRUE
6516 | Petroleum Liquids | IC | 2 | N | Electric Utility | DFO | petroleum | TRUE
6516 | Petroleum Liquids | IC | 2 | N | Electric Utility | DFO | petroleum | TRUE
6516 | Petroleum Liquids | IC | 2 | N | Electric Utility | DFO | petroleum | TRUE
6516 | Petroleum Liquids | IC | 2 | N | Electric Utility | DFO | petroleum | TRUE
6517 | Conventional Hydroelectric | HY | 76 | N | Electric Utility | WAT | hydro | TRUE
6517 | Conventional Hydroelectric | HY | 76 | N | Electric Utility | WAT | hydro | TRUE
6518 | Petroleum Liquids | IC | 2 | N | Electric Utility | DFO | petroleum | TRUE
6518 | Petroleum Liquids | IC | 2 | N | Electric Utility | DFO | petroleum | TRUE
6518 | Petroleum Liquids | IC | 2 | N | Electric Utility | DFO | petroleum | TRUE
6518 | Petroleum Liquids | IC | 2 | N | Electric Utility | DFO | petroleum | TRUE
6518 | Petroleum Liquids | IC | 2 | N | Electric Utility | DFO | petroleum | TRUE
6518 | Petroleum Liquids | IC | 2 | N | Electric Utility | DFO | petroleum | TRUE
6519 | Conventional Hydroelectric | HY | 0.7 | N | Electric Utility | WAT | hydro | TRUE
6519 | Conventional Hydroelectric | HY | 0.7 | N | Electric Utility | WAT | hydro | TRUE
6519 | Conventional Hydroelectric | HY | 1 | N | Electric Utility | WAT | hydro | TRUE
6519 | Petroleum Liquids | IC | 2 | N | Electric Utility | DFO | petroleum | TRUE
6519 | Petroleum Liquids | IC | 2 | N | Electric Utility | DFO | petroleum | TRUE
6520 | Conventional Hydroelectric | HY | 5 | N | Electric Utility | WAT | hydro | TRUE
6521 | Conventional Hydroelectric | HY | 0.6 | N | IPP Non-CHP | WAT | hydro | TRUE
6521 | Conventional Hydroelectric | HY | 0.6 | N | IPP Non-CHP | WAT | hydro | TRUE
6521 | Conventional Hydroelectric | HY | 0.6 | N | IPP Non-CHP | WAT | hydro | TRUE
6522 | Hydroelectric Pumped Storage | PS | 140 | N | Electric Utility | WAT | hydro | TRUE
6522 | Hydroelectric Pumped Storage | PS | 140 | N | Electric Utility | WAT | hydro | TRUE
6522 | Hydroelectric Pumped Storage | PS | 140 | N | Electric Utility | WAT | hydro | TRUE
6526 | Conventional Hydroelectric | HY | 1.3 | N | Electric Utility | WAT | hydro | TRUE
6526 | Conventional Hydroelectric | HY | 1.3 | N | Electric Utility | WAT | hydro | TRUE
6527 | Conventional Hydroelectric | HY | 10.2 | N | IPP Non-CHP | WAT | hydro | TRUE
6527 | Conventional Hydroelectric | HY | 10.4 | N | IPP Non-CHP | WAT | hydro | TRUE
6529 | Conventional Hydroelectric | HY | 4.5 | N | IPP Non-CHP | WAT | hydro | TRUE
6531 | Conventional Hydroelectric | HY | 2.1 | N | IPP Non-CHP | WAT | hydro | TRUE
6532 | Conventional Hydroelectric | HY | 0.9 | N | IPP Non-CHP | WAT | hydro | TRUE
6532 | Conventional Hydroelectric | HY | 0.9 | N | IPP Non-CHP | WAT | hydro | TRUE
6537 | Conventional Hydroelectric | HY | 2.4 | N | Electric Utility | WAT | hydro | TRUE
6537 | Conventional Hydroelectric | HY | 2.4 | N | Electric Utility | WAT | hydro | TRUE
6543 | Conventional Hydroelectric | HY | 0.5 | N | IPP Non-CHP | WAT | hydro | TRUE
6543 | Conventional Hydroelectric | HY | 0.5 | N | IPP Non-CHP | WAT | hydro | TRUE
6543 | Conventional Hydroelectric | HY | 0.9 | N | IPP Non-CHP | WAT | hydro | TRUE
6544 | Conventional Hydroelectric | HY | 0.5 | N | IPP Non-CHP | WAT | hydro | TRUE
6544 | Conventional Hydroelectric | HY | 0.5 | N | IPP Non-CHP | WAT | hydro | TRUE
6546 | Conventional Hydroelectric | HY | 0.6 | N | IPP Non-CHP | WAT | hydro | TRUE
6546 | Conventional Hydroelectric | HY | 0.8 | N | IPP Non-CHP | WAT | hydro | TRUE
6546 | Conventional Hydroelectric | HY | 1 | N | IPP Non-CHP | WAT | hydro | TRUE
6552 | Conventional Hydroelectric | HY | 10 | N | Electric Utility | WAT | hydro | TRUE
6552 | Conventional Hydroelectric | HY | 10 | N | Electric Utility | WAT | hydro | TRUE
6554 | Petroleum Liquids | IC | 7 | N | Electric Utility | DFO | petroleum | TRUE
6554 | Petroleum Liquids | IC | 1.8 | N | Electric Utility | DFO | petroleum | TRUE
6554 | Petroleum Liquids | IC | 1.8 | N | Electric Utility | DFO | petroleum | TRUE
6554 | Petroleum Liquids | IC | 1.8 | N | Electric Utility | DFO | petroleum | TRUE
6554 | Petroleum Liquids | IC | 1.8 | N | Electric Utility | DFO | petroleum | TRUE
6554 | Natural Gas Internal Combustion Engine | IC | 3.5 | N | Electric Utility | NG | natural gas peaker | TRUE
6554 | Natural Gas Internal Combustion Engine | IC | 3.7 | N | Electric Utility | NG | natural gas peaker | TRUE
6554 | Natural Gas Internal Combustion Engine | IC | 3.7 | N | Electric Utility | NG | natural gas peaker | TRUE
6555 | Petroleum Liquids | IC | 0.5 | N | Electric Utility | DFO | petroleum | TRUE
6555 | Petroleum Liquids | IC | 0.5 | N | Electric Utility | DFO | petroleum | TRUE
6555 | Petroleum Liquids | IC | 0.6 | N | Electric Utility | DFO | petroleum | TRUE
6555 | Petroleum Liquids | IC | 0.6 | N | Electric Utility | DFO | petroleum | TRUE
6558 | Natural Gas Steam Turbine | ST | 50 | N | Electric Utility | NG | natural gas peaker | TRUE
6558 | Natural Gas Steam Turbine | ST | 80 | N | Electric Utility | NG | natural gas peaker | TRUE
6559 | Natural Gas Fired Combined Cycle | CT | 33.8 | N | Electric Utility | NG | natural gas nonpeaker | TRUE
6559 | Natural Gas Fired Combined Cycle | CA | 34 | N | Electric Utility | NG | natural gas nonpeaker | TRUE
6559 | Natural Gas Fired Combined Cycle | CT | 102.6 | N | Electric Utility | NG | natural gas nonpeaker | TRUE
6559 | Natural Gas Fired Combustion Turbine | GT | 77.7 | N | Electric Utility | NG | natural gas peaker | TRUE
6560 | Conventional Hydroelectric | HY | 6.9 | N | Electric Utility | WAT | hydro | TRUE
6560 | Conventional Hydroelectric | HY | 6.9 | N | Electric Utility | WAT | hydro | TRUE
6560 | Conventional Hydroelectric | HY | 6.9 | N | Electric Utility | WAT | hydro | TRUE
6561 | Conventional Hydroelectric | HY | 5.6 | N | Electric Utility | WAT | hydro | TRUE
6561 | Conventional Hydroelectric | HY | 5.6 | N | Electric Utility | WAT | hydro | TRUE
6561 | Conventional Hydroelectric | HY | 5.6 | N | Electric Utility | WAT | hydro | TRUE
6562 | Conventional Hydroelectric | HY | 8.9 | N | Electric Utility | WAT | hydro | TRUE
6562 | Conventional Hydroelectric | HY | 4.9 | N | Electric Utility | WAT | hydro | TRUE
6562 | Conventional Hydroelectric | HY | 4.9 | N | Electric Utility | WAT | hydro | TRUE
6563 | Petroleum Liquids | GT | 22 | N | Electric Utility | DFO | petroleum | TRUE
6563 | Petroleum Liquids | GT | 22 | N | Electric Utility | DFO | petroleum | TRUE
6565 | Petroleum Liquids | IC | 1.1 | N | Electric Utility | DFO | petroleum | TRUE
6565 | Petroleum Liquids | IC | 1.8 | N | Electric Utility | DFO | petroleum | TRUE
6565 | Petroleum Liquids | IC | 1.8 | N | Electric Utility | DFO | petroleum | TRUE
6565 | Petroleum Liquids | IC | 1.8 | N | Electric Utility | DFO | petroleum | TRUE
6565 | Petroleum Liquids | IC | 2.5 | N | Electric Utility | DFO | petroleum | TRUE
6566 | Petroleum Liquids | IC | 2.1 | N | Electric Utility | DFO | petroleum | TRUE
6566 | Petroleum Liquids | IC | 2.1 | N | Electric Utility | DFO | petroleum | TRUE
6566 | Petroleum Liquids | IC | 2.1 | N | Electric Utility | DFO | petroleum | TRUE
6566 | Petroleum Liquids | IC | 2.1 | N | Electric Utility | DFO | petroleum | TRUE
6566 | Petroleum Liquids | IC | 2.1 | N | Electric Utility | DFO | petroleum | TRUE
6566 | Petroleum Liquids | IC | 2.1 | N | Electric Utility | DFO | petroleum | TRUE
6567 | Petroleum Liquids | IC | 1.2 | N | Electric Utility | DFO | petroleum | TRUE
6567 | Petroleum Liquids | IC | 1.2 | N | Electric Utility | DFO | petroleum | TRUE
6567 | Petroleum Liquids | IC | 1.6 | N | Electric Utility | DFO | petroleum | TRUE
6567 | Petroleum Liquids | IC | 1.8 | N | Electric Utility | DFO | petroleum | TRUE
6567 | Petroleum Liquids | IC | 1.8 | N | Electric Utility | DFO | petroleum | TRUE
6579 | Petroleum Liquids | IC | 0.6 | N | Electric Utility | DFO | petroleum | TRUE
6579 | Petroleum Liquids | IC | 0.7 | N | Electric Utility | DFO | petroleum | TRUE
6579 | Petroleum Liquids | IC | 0.5 | N | Electric Utility | DFO | petroleum | TRUE
6579 | Petroleum Liquids | IC | 0.3 | N | Electric Utility | DFO | petroleum | TRUE
6579 | Petroleum Liquids | IC | 1.2 | N | Electric Utility | DFO | petroleum | TRUE
6579 | Natural Gas Internal Combustion Engine | IC | 1.1 | N | Electric Utility | NG | natural gas peaker | TRUE
6579 | Petroleum Liquids | IC | 1.2 | N | Electric Utility | DFO | petroleum | TRUE
6580 | Conventional Hydroelectric | HY | 1 | N | Electric Utility | WAT | hydro | TRUE
6580 | Conventional Hydroelectric | HY | 2.2 | N | Electric Utility | WAT | hydro | TRUE
6580 | Conventional Hydroelectric | HY | 2.2 | N | Electric Utility | WAT | hydro | TRUE
6581 | Conventional Hydroelectric | HY | 2.1 | N | Electric Utility | WAT | hydro | TRUE
6584 | Petroleum Liquids | IC | 2.5 | N | Electric Utility | DFO | petroleum | TRUE
6584 | Petroleum Liquids | GT | 19 | N | Electric Utility | DFO | petroleum | TRUE
6584 | Petroleum Liquids | GT | 17 | N | Electric Utility | DFO | petroleum | TRUE
6584 | Petroleum Liquids | GT | 17 | N | Electric Utility | DFO | petroleum | TRUE
6584 | Petroleum Liquids | GT | 44 | N | Electric Utility | DFO | petroleum | TRUE
6584 | Petroleum Liquids | IC | 7.5 | N | Electric Utility | DFO | petroleum | TRUE
6584 | Petroleum Liquids | IC | 7.5 | N | Electric Utility | DFO | petroleum | TRUE
6586 | Petroleum Liquids | IC | 2.5 | N | Electric Utility | DFO | petroleum | TRUE
6586 | Petroleum Liquids | IC | 2.5 | N | Electric Utility | DFO | petroleum | TRUE
6595 | Conventional Hydroelectric | HY | 40 | N | Electric Utility | WAT | hydro | TRUE
6595 | Conventional Hydroelectric | HY | 40 | N | Electric Utility | WAT | hydro | TRUE
6612 | Conventional Hydroelectric | HY | 38.6 | N | Electric Utility | WAT | hydro | TRUE
6618 | Conventional Hydroelectric | HY | 1 | N | Electric Utility | WAT | hydro | TRUE
6618 | Conventional Hydroelectric | HY | 1 | N | Electric Utility | WAT | hydro | TRUE
6618 | Conventional Hydroelectric | HY | 2.9 | N | Electric Utility | WAT | hydro | TRUE
6618 | Conventional Hydroelectric | HY | 4.8 | N | Electric Utility | WAT | hydro | TRUE
6619 | Petroleum Liquids | GT | 50 | N | Electric Utility | DFO | petroleum | TRUE
6619 | Petroleum Liquids | GT | 50 | N | Electric Utility | DFO | petroleum | TRUE
6623 | Conventional Hydroelectric | HY | 45 | N | Electric Utility | WAT | hydro | TRUE
6623 | Conventional Hydroelectric | HY | 18 | N | Electric Utility | WAT | hydro | TRUE
6623 | Conventional Hydroelectric | HY | 45 | N | Electric Utility | WAT | hydro | TRUE
6623 | Conventional Hydroelectric | HY | 46 | N | Electric Utility | WAT | hydro | TRUE
6623 | Conventional Hydroelectric | HY | 46 | N | Electric Utility | WAT | hydro | TRUE
6624 | Conventional Hydroelectric | HY | 34 | N | Electric Utility | WAT | hydro | TRUE
6624 | Conventional Hydroelectric | HY | 34 | N | Electric Utility | WAT | hydro | TRUE
6624 | Conventional Hydroelectric | HY | 34 | N | Electric Utility | WAT | hydro | TRUE
6635 | Natural Gas Fired Combustion Turbine | GT | 74.1 | N | Electric Utility | NG | natural gas peaker | TRUE
6636 | Conventional Hydroelectric | HY | 13 | N | IPP Non-CHP | WAT | hydro | TRUE
6636 | Conventional Hydroelectric | HY | 13 | N | IPP Non-CHP | WAT | hydro | TRUE
6636 | Conventional Hydroelectric | HY | 13 | N | IPP Non-CHP | WAT | hydro | TRUE
6636 | Conventional Hydroelectric | HY | 13 | N | IPP Non-CHP | WAT | hydro | TRUE
6637 | Petroleum Liquids | IC | 0.8 | Y | Electric Utility | DFO | petroleum | TRUE
6637 | Petroleum Liquids | IC | 0.6 | Y | Electric Utility | DFO | petroleum | TRUE
6637 | Petroleum Liquids | IC | 1.2 | Y | Electric Utility | DFO | petroleum | TRUE
6637 | Petroleum Liquids | IC | 1.2 | Y | Electric Utility | DFO | petroleum | TRUE
6639 | Conventional Steam Coal | ST | 231 | N | Electric Utility | BIT | hard coal | TRUE
6639 | Conventional Steam Coal | ST | 223 | N | Electric Utility | BIT | hard coal | TRUE
6641 | Conventional Steam Coal | ST | 838.5 | N | Electric Utility | SUB | hard coal | TRUE
6641 | Conventional Steam Coal | ST | 842 | N | Electric Utility | SUB | hard coal | TRUE
6643 | Conventional Hydroelectric | HY | 1 | N | Electric Utility | WAT | hydro | TRUE
6644 | Conventional Hydroelectric | HY | 4.9 | N | Electric Utility | WAT | hydro | TRUE
6645 | Conventional Hydroelectric | HY | 7.1 | N | Electric Utility | WAT | hydro | TRUE
6645 | Conventional Hydroelectric | HY |  | N | Electric Utility | WAT | hydro | TRUE
6646 | Conventional Hydroelectric | HY | 9.9 | N | Electric Utility | WAT | hydro | TRUE
6647 | Conventional Hydroelectric | HY | 5.1 | N | Electric Utility | WAT | hydro | TRUE
6648 | Conventional Steam Coal | ST | 600 | N | IPP Non-CHP | LIG | lignite | TRUE
6650 | Petroleum Liquids | GT | 54 | N | Electric Utility | DFO | petroleum | TRUE
6651 | Petroleum Liquids | GT | 54 | N | Electric Utility | DFO | petroleum | TRUE
6652 | Petroleum Liquids | GT | 54 | N | Electric Utility | DFO | petroleum | TRUE
6664 | Conventional Steam Coal | ST | 746.2 | N | Electric Utility | SUB | hard coal | TRUE
6702 | Conventional Hydroelectric | HY | 0.5 | N | Electric Utility | WAT | hydro | TRUE
6702 | Conventional Hydroelectric | HY | 0.1 | N | Electric Utility | WAT | hydro | TRUE
6702 | Petroleum Liquids | IC | 0.4 | N | Electric Utility | DFO | petroleum | TRUE
6702 | Petroleum Liquids | IC | 0.4 | N | Electric Utility | DFO | petroleum | TRUE
6702 | Petroleum Liquids | IC | 0.2 | N | Electric Utility | DFO | petroleum | TRUE
6704 | Petroleum Liquids | IC | 1.1 | N | Electric Utility | DFO | petroleum | TRUE
6704 | Petroleum Liquids | IC | 1.6 | N | Electric Utility | DFO | petroleum | TRUE
6704 | Petroleum Liquids | IC | 1.4 | N | Electric Utility | DFO | petroleum | TRUE
6704 | Petroleum Liquids | IC | 2.8 | N | Electric Utility | DFO | petroleum | TRUE
6704 | Petroleum Liquids | IC | 1 | N | Electric Utility | DFO | petroleum | TRUE
6704 | Petroleum Liquids | IC | 1.5 | N | Electric Utility | DFO | petroleum | TRUE
6704 | Petroleum Liquids | GT | 0.1 | N | Electric Utility | PG | other | TRUE
6704 | Petroleum Liquids | GT | 0.1 | N | Electric Utility | PG | other | TRUE
6704 | Petroleum Liquids | GT | 0.1 | N | Electric Utility | PG | other | TRUE
6704 | Petroleum Liquids | GT | 0.1 | N | Electric Utility | PG | other | TRUE
6704 | Petroleum Liquids | GT | 0.1 | N | Electric Utility | PG | other | TRUE
6704 | Petroleum Liquids | GT | 0.1 | N | Electric Utility | PG | other | TRUE
6704 | Petroleum Liquids | GT | 0.1 | N | Electric Utility | PG | other | TRUE
6704 | Petroleum Liquids | GT | 0.1 | N | Electric Utility | PG | other | TRUE
6704 | Petroleum Liquids | GT | 0.1 | N | Electric Utility | PG | other | TRUE
6704 | Petroleum Liquids | GT | 0.1 | N | Electric Utility | PG | other | TRUE
6704 | Petroleum Liquids | GT | 0.1 | N | Electric Utility | PG | other | TRUE
6704 | Petroleum Liquids | GT | 0.1 | N | Electric Utility | PG | other | TRUE
6704 | Petroleum Liquids | GT | 0.1 | N | Electric Utility | PG | other | TRUE
6704 | Petroleum Liquids | GT | 0.1 | N | Electric Utility | PG | other | TRUE
6704 | Petroleum Liquids | GT | 0.1 | N | Electric Utility | PG | other | TRUE
6704 | Petroleum Liquids | GT | 0.1 | N | Electric Utility | PG | other | TRUE
6704 | Petroleum Liquids | GT | 0.1 | N | Electric Utility | PG | other | TRUE
6704 | Petroleum Liquids | GT | 0.1 | N | Electric Utility | PG | other | TRUE
6704 | Petroleum Liquids | GT | 0.1 | N | Electric Utility | PG | other | TRUE
6704 | Petroleum Liquids | GT | 0.1 | N | Electric Utility | PG | other | TRUE
6704 | Petroleum Liquids | GT | 0.1 | N | Electric Utility | PG | other | TRUE
6704 | Petroleum Liquids | GT | 0.1 | N | Electric Utility | PG | other | TRUE
6704 | Petroleum Liquids | GT | 0.1 | N | Electric Utility | PG | other | TRUE
6705 | Conventional Steam Coal | ST | 149 | Y | IPP CHP | BIT | hard coal | FALSE
6705 | Conventional Steam Coal | ST | 152 | Y | IPP CHP | BIT | hard coal | FALSE
6705 | Conventional Steam Coal | ST | 154 | Y | IPP CHP | BIT | hard coal | FALSE
6705 | Conventional Steam Coal | ST | 299 | N | IPP CHP | BIT | hard coal | FALSE
6741 | Petroleum Liquids | GT | 22.9 | N | Electric Utility | DFO | petroleum | TRUE
6761 | Conventional Steam Coal | ST | 280 | N | Electric Utility | SUB | hard coal | TRUE
6761 | Natural Gas Fired Combustion Turbine | GT | 65 | N | Electric Utility | NG | natural gas peaker | TRUE
6761 | Natural Gas Fired Combustion Turbine | GT | 65 | N | Electric Utility | NG | natural gas peaker | TRUE
6761 | Natural Gas Fired Combustion Turbine | GT | 65 | N | Electric Utility | NG | natural gas peaker | TRUE
6761 | Natural Gas Fired Combustion Turbine | GT | 65 | N | Electric Utility | NG | natural gas peaker | TRUE
6761 | Natural Gas Fired Combustion Turbine | GT | 128 | N | Electric Utility | NG | natural gas peaker | TRUE
6768 | Conventional Steam Coal | ST | 240 | N | Electric Utility | SUB | hard coal | TRUE
6772 | Conventional Steam Coal | ST | 440 | N | Electric Utility | SUB | hard coal | TRUE
6776 | Petroleum Liquids | GT | 24.4 | N | Electric Utility | DFO | petroleum | TRUE
6789 | Conventional Hydroelectric | HY | 28 | N | Electric Utility | WAT | hydro | TRUE
6789 | Conventional Hydroelectric | HY | 28 | N | Electric Utility | WAT | hydro | TRUE
6789 | Conventional Hydroelectric | HY | 28 | N | Electric Utility | WAT | hydro | TRUE
6791 | Natural Gas Internal Combustion Engine | IC | 4 | N | Electric Utility | NG | natural gas peaker | TRUE
6791 | Natural Gas Internal Combustion Engine | IC | 4 | N | Electric Utility | NG | natural gas peaker | TRUE
6791 | Natural Gas Internal Combustion Engine | IC | 6 | N | Electric Utility | NG | natural gas peaker | TRUE
6791 | Natural Gas Internal Combustion Engine | IC | 6.6 | N | Electric Utility | NG | natural gas peaker | TRUE
6801 | Petroleum Liquids | IC | 2 | N | Electric Utility | DFO | petroleum | TRUE
6801 | Petroleum Liquids | IC | 2.8 | N | Electric Utility | DFO | petroleum | TRUE
6801 | Petroleum Liquids | IC | 2.8 | N | Electric Utility | DFO | petroleum | TRUE
6801 | Petroleum Liquids | IC | 4 | N | Electric Utility | DFO | petroleum | TRUE
6801 | Petroleum Liquids | IC | 13.5 | N | Electric Utility | DFO | petroleum | TRUE
6823 | Conventional Steam Coal | ST | 417 | N | Electric Utility | BIT | hard coal | TRUE
6824 | Petroleum Liquids | GT | 58.9 | N | Electric Utility | DFO | petroleum | TRUE
7011 | Petroleum Liquids | IC | 4 | N | Electric Utility | DFO | petroleum | TRUE
7011 | Petroleum Liquids | IC | 2.2 | N | Electric Utility | DFO | petroleum | TRUE
7011 | Petroleum Liquids | IC | 2.8 | N | Electric Utility | DFO | petroleum | TRUE
7011 | Natural Gas Internal Combustion Engine | IC | 0.5 | N | Electric Utility | NG | natural gas peaker | TRUE
7011 | Petroleum Liquids | IC | 2 | N | Electric Utility | DFO | petroleum | TRUE
7011 | Petroleum Liquids | IC | 1.8 | N | Electric Utility | DFO | petroleum | TRUE
7011 | Petroleum Liquids | IC | 4 | N | Electric Utility | DFO | petroleum | TRUE
7012 | Conventional Hydroelectric | HY | 8 | N | Electric Utility | WAT | hydro | TRUE
7013 | Natural Gas Steam Turbine | ST | 25.8 | N | Electric Utility | NG | natural gas peaker | TRUE
7013 | Petroleum Liquids | IC | 1.6 | N | Electric Utility | DFO | petroleum | TRUE
7015 | Conventional Hydroelectric | HY | 1.1 | N | Electric Utility | WAT | hydro | TRUE
7018 | Natural Gas Internal Combustion Engine | IC | 6.9 | N | Electric Utility | NG | natural gas peaker | TRUE
7018 | Natural Gas Internal Combustion Engine | IC | 6.9 | N | Electric Utility | NG | natural gas peaker | TRUE
7018 | Petroleum Liquids | IC | 5.5 | N | Electric Utility | DFO | petroleum | TRUE
7018 | Petroleum Liquids | IC | 5.9 | N | Electric Utility | DFO | petroleum | TRUE
7018 | Natural Gas Internal Combustion Engine | IC | 6.9 | N | Electric Utility | NG | natural gas peaker | TRUE
7028 | Natural Gas Internal Combustion Engine | IC | 5.9 | N | Electric Utility | NG | natural gas peaker | TRUE
7028 | Natural Gas Internal Combustion Engine | IC | 6 | N | Electric Utility | NG | natural gas peaker | TRUE
7028 | Natural Gas Internal Combustion Engine | IC | 5.9 | N | Electric Utility | NG | natural gas peaker | TRUE
7028 | Natural Gas Internal Combustion Engine | IC | 4 | N | Electric Utility | NG | natural gas peaker | TRUE
7030 | Conventional Steam Coal | ST | 152 | N | IPP Non-CHP | LIG | lignite | TRUE
7030 | Conventional Steam Coal | ST | 153 | N | IPP Non-CHP | LIG | lignite | TRUE
7032 | Petroleum Liquids | GT | 12 | N | Electric Utility | DFO | petroleum | TRUE
7032 | Petroleum Liquids | GT | 16 | N | Electric Utility | DFO | petroleum | TRUE
7032 | Natural Gas Fired Combustion Turbine | GT | 85 | N | Electric Utility | NG | natural gas peaker | TRUE
7032 | Natural Gas Fired Combustion Turbine | GT | 85 | N | Electric Utility | NG | natural gas peaker | TRUE
7032 | Natural Gas Fired Combustion Turbine | GT | 85 | N | Electric Utility | NG | natural gas peaker | TRUE
7032 | Natural Gas Fired Combustion Turbine | GT | 85 | N | Electric Utility | NG | natural gas peaker | TRUE
7034 | Conventional Hydroelectric | HY | 3.1 | N | Electric Utility | WAT | hydro | TRUE
7034 | Conventional Hydroelectric | HY | 3.1 | N | Electric Utility | WAT | hydro | TRUE
7039 | Petroleum Liquids | IC | 2.7 | N | Electric Utility | DFO | petroleum | TRUE
7040 | Conventional Hydroelectric | HY | 5 | N | Electric Utility | WAT | hydro | TRUE
7040 | Conventional Hydroelectric | HY | 6 | N | Electric Utility | WAT | hydro | TRUE
7040 | Conventional Hydroelectric | HY | 6 | N | Electric Utility | WAT | hydro | TRUE
7042 | Conventional Hydroelectric | HY | 0.4 | N | Electric Utility | WAT | hydro | TRUE
7042 | Conventional Hydroelectric | HY | 0.4 | N | Electric Utility | WAT | hydro | TRUE
7042 | Conventional Hydroelectric | HY | 0.2 | N | Electric Utility | WAT | hydro | TRUE
7051 | Conventional Hydroelectric | HY | 0.1 | N | Electric Utility | WAT | hydro | TRUE
7051 | Conventional Hydroelectric | HY | 0.2 | N | Electric Utility | WAT | hydro | TRUE
7051 | Conventional Hydroelectric | HY | 0.4 | N | Electric Utility | WAT | hydro | TRUE
7056 | Conventional Hydroelectric | HY | 3.9 | N | Electric Utility | WAT | hydro | TRUE
7056 | Conventional Hydroelectric | HY | 3.9 | N | Electric Utility | WAT | hydro | TRUE
7058 | Petroleum Liquids | IC | 0.8 | N | Electric Utility | DFO | petroleum | TRUE
7058 | Petroleum Liquids | IC | 0.8 | N | Electric Utility | DFO | petroleum | TRUE
7058 | Petroleum Liquids | IC | 0.8 | N | Electric Utility | DFO | petroleum | TRUE
7058 | Petroleum Liquids | IC | 0.8 | N | Electric Utility | DFO | petroleum | TRUE
7058 | Petroleum Liquids | IC | 0.8 | N | Electric Utility | DFO | petroleum | TRUE
7058 | Petroleum Liquids | IC | 0.8 | N | Electric Utility | DFO | petroleum | TRUE
7058 | Petroleum Liquids | IC | 0.8 | N | Electric Utility | DFO | petroleum | TRUE
7058 | Petroleum Liquids | IC | 0.8 | N | Electric Utility | DFO | petroleum | TRUE
7060 | Petroleum Liquids | IC | 1 | N | Electric Utility | DFO | petroleum | TRUE
7063 | Natural Gas with Compressed Air Storage | CE | 110 | N | Electric Utility | NG | other | TRUE
7063 | Natural Gas Fired Combustion Turbine | GT | 114 | N | Electric Utility | NG | natural gas peaker | TRUE
7063 | Natural Gas Fired Combustion Turbine | GT | 114 | N | Electric Utility | NG | natural gas peaker | TRUE
7063 | Natural Gas Fired Combustion Turbine | GT | 175 | N | Electric Utility | NG | natural gas peaker | TRUE
7063 | Natural Gas Fired Combustion Turbine | GT | 175 | N | Electric Utility | NG | natural gas peaker | TRUE
7066 | Conventional Hydroelectric | HY | 3 | N | Electric Utility | WAT | hydro | TRUE
7066 | Conventional Hydroelectric | HY | 0.6 | N | Electric Utility | WAT | hydro | TRUE
7072 | Conventional Hydroelectric | HY | 10.8 | N | Electric Utility | WAT | hydro | TRUE
7072 | Conventional Hydroelectric | HY | 10.8 | N | Electric Utility | WAT | hydro | TRUE
7072 | Conventional Hydroelectric | HY | 10.8 | N | Electric Utility | WAT | hydro | TRUE
7079 | Conventional Hydroelectric | HY | 8.8 | N | Electric Utility | WAT | hydro | TRUE
7079 | Conventional Hydroelectric | HY | 8.4 | N | Electric Utility | WAT | hydro | TRUE
7080 | Petroleum Liquids | IC | 7 | N | Electric Utility | DFO | petroleum | TRUE
7080 | Petroleum Liquids | IC | 7 | N | Electric Utility | DFO | petroleum | TRUE
7082 | Natural Gas Fired Combined Cycle | CT | 151.6 | N | Electric Utility | NG | natural gas nonpeaker | TRUE
7082 | Natural Gas Fired Combined Cycle | CT | 151.6 | N | Electric Utility | NG | natural gas nonpeaker | TRUE
7082 | Natural Gas Fired Combined Cycle | CA | 206.8 | N | Electric Utility | NG | natural gas nonpeaker | TRUE
7082 | Natural Gas Fired Combustion Turbine | GT | 72 | N | Electric Utility | NG | natural gas peaker | TRUE
7082 | Natural Gas Fired Combustion Turbine | GT | 72 | N | Electric Utility | NG | natural gas peaker | TRUE
7097 | Conventional Steam Coal | ST | 563 | N | Electric Utility | SUB | hard coal | TRUE
7097 | Conventional Steam Coal | ST | 785 | N | Electric Utility | SUB | hard coal | TRUE
7111 | Natural Gas Internal Combustion Engine | IC | 1.4 | N | Electric Utility | NG | natural gas peaker | TRUE
7111 | Natural Gas Internal Combustion Engine | IC | 1.9 | N | Electric Utility | NG | natural gas peaker | TRUE
7111 | Natural Gas Internal Combustion Engine | IC | 2.3 | N | Electric Utility | NG | natural gas peaker | TRUE
7111 | Natural Gas Internal Combustion Engine | IC | 1.4 | N | Electric Utility | NG | natural gas peaker | TRUE
7111 | Natural Gas Internal Combustion Engine | IC | 1.9 | N | Electric Utility | NG | natural gas peaker | TRUE
7111 | Natural Gas Internal Combustion Engine | IC | 1.9 | N | Electric Utility | NG | natural gas peaker | TRUE
7111 | Natural Gas Internal Combustion Engine | IC | 0.7 | N | Electric Utility | NG | natural gas peaker | TRUE
7111 | Natural Gas Internal Combustion Engine | IC | 0.7 | N | Electric Utility | NG | natural gas peaker | TRUE
7111 | Natural Gas Internal Combustion Engine | IC | 1.9 | N | Electric Utility | NG | natural gas peaker | TRUE
7112 | Petroleum Liquids | IC | 3.3 | N | Electric Utility | DFO | petroleum | TRUE
7113 | Conventional Hydroelectric | HY | 6.6 | N | Electric Utility | WAT | hydro | TRUE
7115 | Conventional Hydroelectric | HY | 0.8 | N | Electric Utility | WAT | hydro | TRUE
7115 | Conventional Hydroelectric | HY | 1.2 | N | Electric Utility | WAT | hydro | TRUE
7116 | Conventional Hydroelectric | HY | 2.9 | N | Electric Utility | WAT | hydro | TRUE
7116 | Conventional Hydroelectric | HY | 2.9 | N | Electric Utility | WAT | hydro | TRUE
7118 | Conventional Hydroelectric | HY | 0.6 | N | IPP Non-CHP | WAT | hydro | TRUE
7119 | Petroleum Liquids | GT | 17 | N | Electric Utility | DFO | petroleum | TRUE
7125 | Hydroelectric Pumped Storage | PS | 340 | N | Electric Utility | WAT | hydro | TRUE
7125 | Hydroelectric Pumped Storage | PS | 340 | N | Electric Utility | WAT | hydro | TRUE
7125 | Hydroelectric Pumped Storage | PS | 340 | N | Electric Utility | WAT | hydro | TRUE
7125 | Hydroelectric Pumped Storage | PS | 340 | N | Electric Utility | WAT | hydro | TRUE
7127 | Conventional Hydroelectric | HY | 15.5 | N | Electric Utility | WAT | hydro | TRUE
7128 | Conventional Hydroelectric | HY | 2.4 | N | Electric Utility | WAT | hydro | TRUE
7128 | Conventional Hydroelectric | HY | 6 | N | Electric Utility | WAT | hydro | TRUE
7129 | Conventional Hydroelectric | HY | 3 | N | Electric Utility | WAT | hydro | TRUE
7130 | Petroleum Liquids | ST | 14 | N | Electric Utility | RFO | petroleum | TRUE
7130 | Petroleum Liquids | GT | 20 | N | Electric Utility | DFO | petroleum | TRUE
7131 | Natural Gas Fired Combustion Turbine | GT | 20 | Y | Electric Utility | NG | natural gas peaker | TRUE
7132 | Conventional Hydroelectric | HY | 1.8 | N | Electric Utility | WAT | hydro | TRUE
7135 | Conventional Hydroelectric | HY | 6 | N | Electric Utility | WAT | hydro | TRUE
7135 | Conventional Hydroelectric | HY | 6 | N | Electric Utility | WAT | hydro | TRUE
7135 | Conventional Hydroelectric | HY | 5 | N | Electric Utility | WAT | hydro | TRUE
7137 | Natural Gas Fired Combustion Turbine | GT | 23.7 | N | Electric Utility | NG | natural gas peaker | TRUE
7137 | Natural Gas Fired Combustion Turbine | GT | 20.6 | N | Electric Utility | NG | natural gas peaker | TRUE
7138 | Natural Gas Fired Combustion Turbine | GT | 34 | N | IPP Non-CHP | NG | natural gas peaker | TRUE
7138 | Natural Gas Fired Combustion Turbine | GT | 31 | N | IPP Non-CHP | NG | natural gas peaker | TRUE
7145 | Natural Gas Fired Combustion Turbine | GT | 38 | N | Electric Utility | NG | natural gas peaker | TRUE
7145 | Natural Gas Fired Combustion Turbine | GT | 37.8 | N | Electric Utility | NG | natural gas peaker | TRUE
7145 | Natural Gas Fired Combustion Turbine | GT | 84.2 | N | Electric Utility | NG | natural gas peaker | TRUE
7146 | Petroleum Liquids | GT | 76.9 | N | Electric Utility | DFO | petroleum | TRUE
7146 | Petroleum Liquids | GT | 81.7 | N | Electric Utility | DFO | petroleum | TRUE
7146 | Petroleum Liquids | GT | 82 | N | Electric Utility | DFO | petroleum | TRUE
7147 | Conventional Hydroelectric | HY | 1 | N | Electric Utility | WAT | hydro | TRUE
7147 | Conventional Hydroelectric | HY | 1 | N | Electric Utility | WAT | hydro | TRUE
7147 | Conventional Hydroelectric | HY | 1 | N | Electric Utility | WAT | hydro | TRUE
7151 | Conventional Hydroelectric | HY | 2.5 | N | Electric Utility | WAT | hydro | TRUE
7151 | Conventional Hydroelectric | HY | 2.5 | N | Electric Utility | WAT | hydro | TRUE
7153 | Natural Gas Fired Combined Cycle | CT | 126 | N | IPP Non-CHP | NG | natural gas nonpeaker | TRUE
7153 | Natural Gas Fired Combined Cycle | CT | 126 | N | IPP Non-CHP | NG | natural gas nonpeaker | TRUE
7153 | Natural Gas Fired Combined Cycle | CT | 126 | N | IPP Non-CHP | NG | natural gas nonpeaker | TRUE
7153 | Natural Gas Fired Combined Cycle | CA | 187 | N | IPP Non-CHP | NG | natural gas nonpeaker | TRUE
7153 | Natural Gas Fired Combined Cycle | CT | 128 | N | IPP Non-CHP | NG | natural gas nonpeaker | TRUE
7153 | Natural Gas Fired Combined Cycle | CT | 128 | N | IPP Non-CHP | NG | natural gas nonpeaker | TRUE
7153 | Natural Gas Fired Combined Cycle | CT | 128 | N | IPP Non-CHP | NG | natural gas nonpeaker | TRUE
7153 | Natural Gas Fired Combined Cycle | CA | 187 | N | IPP Non-CHP | NG | natural gas nonpeaker | TRUE
7155 | Petroleum Liquids | GT | 35.4 | N | Electric Utility | DFO | petroleum | TRUE
7155 | Petroleum Liquids | GT | 36.3 | N | Electric Utility | DFO | petroleum | TRUE
7158 | Natural Gas Fired Combustion Turbine | GT | 77 | N | Electric Utility | NG | natural gas peaker | TRUE
7158 | Natural Gas Fired Combustion Turbine | GT | 77 | N | Electric Utility | NG | natural gas peaker | TRUE
7158 | Natural Gas Fired Combustion Turbine | GT | 77 | N | Electric Utility | NG | natural gas peaker | TRUE
7158 | Natural Gas Fired Combustion Turbine | GT | 77 | N | Electric Utility | NG | natural gas peaker | TRUE
7158 | Natural Gas Fired Combustion Turbine | GT | 77 | N | Electric Utility | NG | natural gas peaker | TRUE
7158 | Natural Gas Fired Combustion Turbine | GT | 77 | N | Electric Utility | NG | natural gas peaker | TRUE
7159 | Natural Gas Fired Combustion Turbine | GT | 88 | N | Electric Utility | NG | natural gas peaker | TRUE
7159 | Natural Gas Fired Combustion Turbine | GT | 88 | N | Electric Utility | NG | natural gas peaker | TRUE
7159 | Natural Gas Fired Combustion Turbine | GT | 88 | N | Electric Utility | NG | natural gas peaker | TRUE
7159 | Natural Gas Fired Combustion Turbine | GT | 88 | N | Electric Utility | NG | natural gas peaker | TRUE
7164 | Hydroelectric Pumped Storage | PS | 10 | N | Electric Utility | WAT | hydro | TRUE
7164 | Hydroelectric Pumped Storage | PS | 10 | N | Electric Utility | WAT | hydro | TRUE
7164 | Hydroelectric Pumped Storage | PS | 10 | N | Electric Utility | WAT | hydro | TRUE
7164 | Hydroelectric Pumped Storage | PS | 10 | N | Electric Utility | WAT | hydro | TRUE
7166 | Conventional Hydroelectric | HY | 21.2 | N | Electric Utility | WAT | hydro | TRUE
7166 | Conventional Hydroelectric | HY | 21.2 | N | Electric Utility | WAT | hydro | TRUE
7168 | Conventional Hydroelectric | HY | 1 | N | Electric Utility | WAT | hydro | TRUE
7169 | Petroleum Liquids | IC | 0.3 | N | Electric Utility | DFO | petroleum | TRUE
7169 | Petroleum Liquids | IC | 0.2 | N | Electric Utility | DFO | petroleum | TRUE
7169 | Petroleum Liquids | IC | 0.4 | N | Electric Utility | DFO | petroleum | TRUE
7173 | Natural Gas Internal Combustion Engine | IC | 1.5 | N | Electric Utility | NG | natural gas peaker | TRUE
7173 | Natural Gas Fired Combustion Turbine | GT | 4.8 | N | Electric Utility | NG | natural gas peaker | TRUE
7173 | Natural Gas Fired Combustion Turbine | GT | 5 | N | Electric Utility | NG | natural gas peaker | TRUE
7173 | Natural Gas Fired Combustion Turbine | GT | 2.5 | N | Electric Utility | NG | natural gas peaker | TRUE
7173 | Natural Gas Fired Combustion Turbine | GT | 2.5 | N | Electric Utility | NG | natural gas peaker | TRUE
7173 | Natural Gas Fired Combustion Turbine | GT | 2.5 | N | Electric Utility | NG | natural gas peaker | TRUE
7173 | Natural Gas Internal Combustion Engine | IC | 1.5 | N | Electric Utility | NG | natural gas peaker | TRUE
7174 | Petroleum Liquids | IC | 0.3 | N | Electric Utility | DFO | petroleum | TRUE
7174 | Petroleum Liquids | IC | 0.3 | N | Electric Utility | DFO | petroleum | TRUE
7174 | Petroleum Liquids | IC | 0.3 | N | Electric Utility | DFO | petroleum | TRUE
7174 | Petroleum Liquids | IC | 0.4 | N | Electric Utility | DFO | petroleum | TRUE
7179 | Conventional Hydroelectric | HY | 6.5 | N | Electric Utility | WAT | hydro | TRUE
7179 | Conventional Hydroelectric | HY | 6.5 | N | Electric Utility | WAT | hydro | TRUE
7179 | Conventional Hydroelectric | HY | 6.5 | N | Electric Utility | WAT | hydro | TRUE
7182 | Petroleum Liquids | IC | 0.2 | N | Electric Utility | DFO | petroleum | TRUE
7182 | Petroleum Liquids | IC | 0.6 | N | Electric Utility | DFO | petroleum | TRUE
7183 | Petroleum Liquids | IC | 0.3 | N | Electric Utility | DFO | petroleum | TRUE
7183 | Petroleum Liquids | IC | 0.3 | N | Electric Utility | DFO | petroleum | TRUE
7183 | Petroleum Liquids | IC | 0.3 | N | Electric Utility | DFO | petroleum | TRUE
7183 | Conventional Hydroelectric | HY | 0.4 | N | Electric Utility | WAT | hydro | TRUE
7183 | Conventional Hydroelectric | HY | 0.4 | N | Electric Utility | WAT | hydro | TRUE
7189 | Conventional Hydroelectric | HY | 2 | N | Electric Utility | WAT | hydro | TRUE
7190 | Conventional Hydroelectric | HY | 47.8 | N | Electric Utility | WAT | hydro | TRUE
7190 | Conventional Hydroelectric | HY | 12.5 | N | Electric Utility | WAT | hydro | TRUE
7190 | Conventional Hydroelectric | HY | 0.8 | N | Electric Utility | WAT | hydro | TRUE
7191 | Conventional Hydroelectric | HY | 2 | N | IPP Non-CHP | WAT | hydro | TRUE
7191 | Conventional Hydroelectric | HY | 0.1 | N | IPP Non-CHP | WAT | hydro | TRUE
7200 | Conventional Hydroelectric | HY | 4 | N | Electric Utility | WAT | hydro | TRUE
7200 | Conventional Hydroelectric | HY | 4 | N | Electric Utility | WAT | hydro | TRUE
7203 | Natural Gas Fired Combustion Turbine | GT | 79.4 | N | Electric Utility | NG | natural gas peaker | TRUE
7203 | Natural Gas Fired Combustion Turbine | GT | 79.6 | N | Electric Utility | NG | natural gas peaker | TRUE
7203 | Natural Gas Fired Combustion Turbine | GT | 81.3 | N | Electric Utility | NG | natural gas peaker | TRUE
7203 | Natural Gas Fired Combustion Turbine | GT | 76.5 | N | Electric Utility | NG | natural gas peaker | TRUE
7210 | Conventional Steam Coal | ST | 415 | N | Electric Utility | BIT | hard coal | TRUE
7212 | Natural Gas Fired Combustion Turbine | GT | 84 | N | Electric Utility | NG | natural gas peaker | TRUE
7212 | Natural Gas Fired Combustion Turbine | GT | 84 | N | Electric Utility | NG | natural gas peaker | TRUE
7212 | Natural Gas Fired Combustion Turbine | GT | 84 | N | Electric Utility | NG | natural gas peaker | TRUE
7212 | Natural Gas Fired Combustion Turbine | GT | 84 | N | Electric Utility | NG | natural gas peaker | TRUE
7213 | Conventional Steam Coal | ST | 440 | N | Electric Utility | BIT | hard coal | TRUE
7213 | Conventional Steam Coal | ST | 437 | N | Electric Utility | BIT | hard coal | TRUE
7229 | Conventional Hydroelectric | HY | 6.1 | N | Electric Utility | WAT | hydro | TRUE
7231 | Natural Gas Fired Combustion Turbine | GT | 30 | N | Electric Utility | NG | natural gas peaker | TRUE
7231 | Natural Gas Fired Combustion Turbine | GT | 30 | N | Electric Utility | NG | natural gas peaker | TRUE
7232 | Natural Gas Fired Combustion Turbine | GT | 3.9 | N | Electric Utility | NG | natural gas peaker | TRUE
7232 | Natural Gas Fired Combustion Turbine | GT | 3.9 | N | Electric Utility | NG | natural gas peaker | TRUE
7233 | Conventional Hydroelectric | HY | 28 | N | Electric Utility | WAT | hydro | TRUE
7237 | Natural Gas Fired Combustion Turbine | GT | 90 | N | Electric Utility | NG | natural gas peaker | TRUE
7237 | Natural Gas Fired Combustion Turbine | GT | 90 | N | Electric Utility | NG | natural gas peaker | TRUE
7237 | Natural Gas Fired Combustion Turbine | GT | 147 | N | Electric Utility | NG | natural gas peaker | TRUE
7238 | Natural Gas Fired Combustion Turbine | GT | 32 | N | Electric Utility | NG | natural gas peaker | TRUE
7238 | Natural Gas Fired Combined Cycle | CT | 69 | N | Electric Utility | NG | natural gas nonpeaker | TRUE
7238 | Natural Gas Fired Combined Cycle | CA | 39 | N | Electric Utility | NG | natural gas nonpeaker | TRUE
7238 | Natural Gas Fired Combined Cycle | CT | 150 | N | Electric Utility | NG | natural gas nonpeaker | TRUE
7238 | Natural Gas Fired Combined Cycle | CA | 90 | N | Electric Utility | NG | natural gas nonpeaker | TRUE
7238 | Natural Gas Fired Combined Cycle | CT | 160 | N | Electric Utility | NG | natural gas nonpeaker | TRUE
7238 | Natural Gas Fired Combined Cycle | CA | 130 | N | Electric Utility | NG | natural gas nonpeaker | TRUE
7242 | Coal Integrated Gasification Combined Cycle | CA | 59 | N | Electric Utility | BIT | hard coal | TRUE
7242 | Coal Integrated Gasification Combined Cycle | CT | 161 | N | Electric Utility | SGC | hard coal | TRUE
7242 | Natural Gas Fired Combined Cycle | CT | 151 | N | Electric Utility | NG | natural gas nonpeaker | TRUE
7242 | Natural Gas Fired Combined Cycle | CT | 151 | N | Electric Utility | NG | natural gas nonpeaker | TRUE
7242 | Natural Gas Fired Combined Cycle | CT | 151 | N | Electric Utility | NG | natural gas nonpeaker | TRUE
7242 | Natural Gas Fired Combined Cycle | CT | 151 | N | Electric Utility | NG | natural gas nonpeaker | TRUE
7246 | Conventional Hydroelectric | HY | 11 | N | Electric Utility | WAT | hydro | TRUE
7246 | Conventional Hydroelectric | HY | 12 | N | Electric Utility | WAT | hydro | TRUE
7246 | Conventional Hydroelectric | HY | 12 | N | Electric Utility | WAT | hydro | TRUE
7247 | Petroleum Liquids | GT | 45.8 | N | Electric Utility | DFO | petroleum | TRUE
7250 | Petroleum Liquids | GT | 2.8 | N | Electric Utility | DFO | petroleum | TRUE
7250 | Petroleum Liquids | GT | 23 | N | Electric Utility | DFO | petroleum | TRUE
7250 | Petroleum Liquids | IC | 2.5 | N | Electric Utility | DFO | petroleum | TRUE
7259 | Conventional Hydroelectric | HY | 1 | N | IPP Non-CHP | WAT | hydro | TRUE
7264 | Petroleum Liquids | IC | 1 | N | Electric Utility | DFO | petroleum | TRUE
7264 | Petroleum Liquids | IC | 1 | N | Electric Utility | DFO | petroleum | TRUE
7264 | Petroleum Liquids | IC | 1 | N | Electric Utility | DFO | petroleum | TRUE
7264 | Petroleum Liquids | IC | 1 | N | Electric Utility | DFO | petroleum | TRUE
7264 | Petroleum Liquids | IC | 1 | N | Electric Utility | DFO | petroleum | TRUE
7264 | Petroleum Liquids | IC | 1 | N | Electric Utility | DFO | petroleum | TRUE
7264 | Petroleum Liquids | IC | 2.1 | N | Electric Utility | DFO | petroleum | TRUE
7264 | Petroleum Liquids | IC | 2.1 | N | Electric Utility | DFO | petroleum | TRUE
7266 | Natural Gas Fired Combined Cycle | CA | 37 | N | Electric Utility | NG | natural gas nonpeaker | TRUE
7266 | Natural Gas Fired Combined Cycle | CT | 48 | N | Electric Utility | NG | natural gas nonpeaker | TRUE
7266 | Natural Gas Internal Combustion Engine | IC | 8.2 | N | Electric Utility | NG | natural gas peaker | TRUE
7266 | Natural Gas Internal Combustion Engine | IC | 8.2 | N | Electric Utility | NG | natural gas peaker | TRUE
7266 | Natural Gas Internal Combustion Engine | IC | 8.2 | N | Electric Utility | NG | natural gas peaker | TRUE
7266 | Natural Gas Internal Combustion Engine | IC | 8.2 | N | Electric Utility | NG | natural gas peaker | TRUE
7266 | Natural Gas Internal Combustion Engine | IC | 8.2 | N | Electric Utility | NG | natural gas peaker | TRUE
7266 | Natural Gas Internal Combustion Engine | IC | 8.2 | N | Electric Utility | NG | natural gas peaker | TRUE
7266 | Natural Gas Fired Combustion Turbine | GT | 48 | N | Electric Utility | NG | natural gas peaker | TRUE
7268 | Natural Gas Fired Combustion Turbine | GT | 32 | N | Electric Utility | NG | natural gas peaker | TRUE
7268 | Natural Gas Fired Combustion Turbine | GT | 32 | N | Electric Utility | NG | natural gas peaker | TRUE
7268 | Natural Gas Fired Combustion Turbine | GT | 72 | N | Electric Utility | NG | natural gas peaker | TRUE
7270 | Natural Gas Fired Combustion Turbine | GT | 88 | N | Electric Utility | NG | natural gas peaker | TRUE
7270 | Natural Gas Fired Combustion Turbine | GT | 88 | N | Electric Utility | NG | natural gas peaker | TRUE
7270 | Natural Gas Fired Combustion Turbine | GT | 88 | N | Electric Utility | NG | natural gas peaker | TRUE
7270 | Natural Gas Fired Combustion Turbine | GT | 88 | N | Electric Utility | NG | natural gas peaker | TRUE
7277 | Natural Gas Fired Combustion Turbine | GT | 79.2 | N | Electric Utility | NG | natural gas peaker | TRUE
7277 | Natural Gas Fired Combustion Turbine | GT | 79.2 | N | Electric Utility | NG | natural gas peaker | TRUE
7277 | Natural Gas Fired Combustion Turbine | GT | 79.2 | N | Electric Utility | NG | natural gas peaker | TRUE
7277 | Natural Gas Fired Combustion Turbine | GT | 79.2 | N | Electric Utility | NG | natural gas peaker | TRUE
7277 | Natural Gas Fired Combustion Turbine | GT | 79.2 | N | Electric Utility | NG | natural gas peaker | TRUE
7277 | Natural Gas Fired Combustion Turbine | GT | 79.2 | N | Electric Utility | NG | natural gas peaker | TRUE
7277 | Natural Gas Fired Combustion Turbine | GT | 79.2 | N | Electric Utility | NG | natural gas peaker | TRUE
7277 | Natural Gas Fired Combustion Turbine | GT | 79.2 | N | Electric Utility | NG | natural gas peaker | TRUE
7277 | Natural Gas Fired Combustion Turbine | GT | 79.2 | N | Electric Utility | NG | natural gas peaker | TRUE
7277 | Natural Gas Fired Combustion Turbine | GT | 79.2 | N | Electric Utility | NG | natural gas peaker | TRUE
7277 | Natural Gas Fired Combustion Turbine | GT | 79.2 | N | Electric Utility | NG | natural gas peaker | TRUE
7277 | Natural Gas Fired Combustion Turbine | GT | 79.2 | N | Electric Utility | NG | natural gas peaker | TRUE
7277 | Natural Gas Fired Combustion Turbine | GT | 79.2 | N | Electric Utility | NG | natural gas peaker | TRUE
7277 | Natural Gas Fired Combustion Turbine | GT | 79.2 | N | Electric Utility | NG | natural gas peaker | TRUE
7277 | Natural Gas Fired Combustion Turbine | GT | 79.2 | N | Electric Utility | NG | natural gas peaker | TRUE
7277 | Natural Gas Fired Combustion Turbine | GT | 79.2 | N | Electric Utility | NG | natural gas peaker | TRUE
7279 | Conventional Hydroelectric | HY | 1.3 | N | Electric Utility | WAT | hydro | TRUE
7279 | Conventional Hydroelectric | HY | 3.9 | N | Electric Utility | WAT | hydro | TRUE
7281 | Natural Gas Fired Combustion Turbine | GT | 13.5 | N | Electric Utility | NG | natural gas peaker | TRUE
7281 | Natural Gas Fired Combustion Turbine | GT | 13.5 | N | Electric Utility | NG | natural gas peaker | TRUE
7283 | Natural Gas Fired Combustion Turbine | GT | 3.4 | N | Electric Utility | NG | natural gas peaker | TRUE
7283 | Natural Gas Fired Combustion Turbine | GT | 3.4 | N | Electric Utility | NG | natural gas peaker | TRUE
7283 | Natural Gas Fired Combustion Turbine | GT | 3.4 | N | Electric Utility | NG | natural gas peaker | TRUE
7283 | Natural Gas Fired Combustion Turbine | GT | 3.4 | N | Electric Utility | NG | natural gas peaker | TRUE
7283 | Petroleum Liquids | IC | 0.2 | N | Electric Utility | DFO | petroleum | TRUE
7288 | Natural Gas Fired Combustion Turbine | GT | 82.4 | N | IPP Non-CHP | NG | natural gas peaker | TRUE
7294 | Natural Gas Fired Combined Cycle | CT | 48 | N | Electric Utility | NG | natural gas nonpeaker | TRUE
7294 | Natural Gas Fired Combined Cycle | CA | 8 | N | Electric Utility | NG | natural gas nonpeaker | TRUE
7296 | Natural Gas Fired Combustion Turbine | GT | 94 | N | Electric Utility | NG | natural gas peaker | TRUE
7296 | Natural Gas Fired Combined Cycle | CT | 159 | N | Electric Utility | NG | natural gas nonpeaker | TRUE
7296 | Natural Gas Fired Combined Cycle | CT | 158 | N | Electric Utility | NG | natural gas nonpeaker | TRUE
7296 | Natural Gas Fired Combined Cycle | CA | 178 | N | Electric Utility | NG | natural gas nonpeaker | TRUE
7302 | Natural Gas Fired Combined Cycle | CT | 151 | N | Electric Utility | NG | natural gas nonpeaker | TRUE
7302 | Natural Gas Fired Combined Cycle | CT | 151 | N | Electric Utility | NG | natural gas nonpeaker | TRUE
7302 | Natural Gas Fired Combined Cycle | CA | 160 | N | Electric Utility | NG | natural gas nonpeaker | TRUE
7302 | Natural Gas Fired Combined Cycle | CT | 154 | N | Electric Utility | NG | natural gas nonpeaker | TRUE
7302 | Natural Gas Fired Combined Cycle | CT | 154 | N | Electric Utility | NG | natural gas nonpeaker | TRUE
7302 | Natural Gas Fired Combined Cycle | CA | 182 | N | Electric Utility | NG | natural gas nonpeaker | TRUE
7302 | Natural Gas Fired Combined Cycle | CT | 155 | N | Electric Utility | NG | natural gas nonpeaker | TRUE
7302 | Natural Gas Fired Combined Cycle | CT | 155 | N | Electric Utility | NG | natural gas nonpeaker | TRUE
7302 | Natural Gas Fired Combined Cycle | CA | 178 | N | Electric Utility | NG | natural gas nonpeaker | TRUE
7302 | Natural Gas Fired Combined Cycle | CT | 151 | N | Electric Utility | NG | natural gas nonpeaker | TRUE
7302 | Natural Gas Fired Combined Cycle | CT | 151 | N | Electric Utility | NG | natural gas nonpeaker | TRUE
7302 | Natural Gas Fired Combined Cycle | CA | 170 | N | Electric Utility | NG | natural gas nonpeaker | TRUE
7304 | Natural Gas Internal Combustion Engine | IC | 3.5 | N | Electric Utility | NG | natural gas peaker | TRUE
7304 | Natural Gas Internal Combustion Engine | IC | 3.5 | N | Electric Utility | NG | natural gas peaker | TRUE
7307 | Natural Gas Fired Combustion Turbine | GT | 16 | N | Electric Utility | NG | natural gas peaker | TRUE
7307 | Natural Gas Fired Combustion Turbine | GT | 23 | N | Electric Utility | NG | natural gas peaker | TRUE
7307 | Natural Gas Fired Combustion Turbine | GT | 23 | N | Electric Utility | NG | natural gas peaker | TRUE
7307 | Natural Gas Fired Combined Cycle | CA | 27 | N | Electric Utility | NG | natural gas nonpeaker | TRUE
7307 | Natural Gas Fired Combined Cycle | CT | 41 | N | Electric Utility | NG | natural gas nonpeaker | TRUE
7307 | Natural Gas Fired Combined Cycle | CT | 41 | N | Electric Utility | NG | natural gas nonpeaker | TRUE
7314 | Natural Gas Fired Combined Cycle | CT | 89.6 | N | Electric Utility | NG | natural gas nonpeaker | TRUE
7314 | Natural Gas Fired Combined Cycle | CA | 44.8 | N | Electric Utility | NG | natural gas nonpeaker | TRUE
7315 | Natural Gas Fired Combustion Turbine | GT | 49.5 | N | Electric Utility | NG | natural gas peaker | TRUE
7315 | Natural Gas Fired Combustion Turbine | GT | 50 | N | Electric Utility | NG | natural gas peaker | TRUE
7315 | Natural Gas Fired Combustion Turbine | GT | 50 | N | Electric Utility | NG | natural gas peaker | TRUE
7315 | Natural Gas Fired Combustion Turbine | GT | 50 | N | Electric Utility | NG | natural gas peaker | TRUE
7317 | Conventional Hydroelectric | HY | 6 | N | Electric Utility | WAT | hydro | TRUE
7317 | Conventional Hydroelectric | HY | 6 | N | Electric Utility | WAT | hydro | TRUE
7317 | Conventional Hydroelectric | HY | 6 | N | Electric Utility | WAT | hydro | TRUE
7318 | Natural Gas Fired Combustion Turbine | GT | 39 | N | IPP Non-CHP | NG | natural gas peaker | TRUE
7325 | Natural Gas Fired Combustion Turbine | GT | 81 | N | IPP Non-CHP | NG | natural gas peaker | TRUE
7325 | Natural Gas Fired Combustion Turbine | GT | 81 | N | IPP Non-CHP | NG | natural gas peaker | TRUE
7335 | Natural Gas Fired Combustion Turbine | GT | 34 | N | Electric Utility | NG | natural gas peaker | TRUE
7335 | Natural Gas Fired Combustion Turbine | GT | 34 | N | Electric Utility | NG | natural gas peaker | TRUE
7336 | Natural Gas Fired Combustion Turbine | GT | 34 | N | Electric Utility | NG | natural gas peaker | TRUE
7336 | Natural Gas Fired Combustion Turbine | GT | 34 | N | Electric Utility | NG | natural gas peaker | TRUE
7336 | Natural Gas Fired Combustion Turbine | GT | 72 | N | Electric Utility | NG | natural gas peaker | TRUE
7337 | Petroleum Liquids | GT | 3 | N | Electric Utility | DFO | petroleum | TRUE
7337 | Petroleum Liquids | GT | 2.9 | N | Electric Utility | DFO | petroleum | TRUE
7338 | Conventional Hydroelectric | HY | 23.4 | N | Electric Utility | WAT | hydro | TRUE
7339 | Natural Gas Fired Combustion Turbine | GT | 21 | N | Electric Utility | NG | natural gas peaker | TRUE
7343 | Conventional Steam Coal | ST | 644 | Y | Electric Utility | SUB | hard coal | TRUE
7345 | Natural Gas Fired Combustion Turbine | GT | 46 | N | Electric Utility | NG | natural gas peaker | TRUE
7348 | Natural Gas Fired Combustion Turbine | GT | 80 | N | Electric Utility | NG | natural gas peaker | TRUE
7348 | Natural Gas Fired Combustion Turbine | GT | 80 | N | Electric Utility | NG | natural gas peaker | TRUE
7350 | Natural Gas Fired Combined Cycle | CT | 165 | Y | Electric Utility | NG | natural gas nonpeaker | TRUE
7350 | Natural Gas Fired Combined Cycle | CA | 70 | Y | Electric Utility | NG | natural gas nonpeaker | TRUE
7366 | Onshore Wind Turbine | WT | 0.8 | N | Electric Utility | WND | onshore wind | TRUE
7367 | Conventional Hydroelectric | HY | 63 | N | Electric Utility | WAT | hydro | TRUE
7367 | Conventional Hydroelectric | HY | 63 | N | Electric Utility | WAT | hydro | TRUE
7368 | Geothermal | ST | 26 | N | Electric Utility | GEO | geothermal | TRUE
7368 | Geothermal | ST | 26 | N | Electric Utility | GEO | geothermal | TRUE
7369 | Geothermal | ST | 30.1 | N | Electric Utility | GEO | geothermal | TRUE
7369 | Geothermal | ST | 48 | N | Electric Utility | GEO | geothermal | TRUE
7372 | Conventional Hydroelectric | HY | 1.2 | N | Electric Utility | WAT | hydro | TRUE
7373 | Conventional Hydroelectric | HY | 11.4 | N | Electric Utility | WAT | hydro | TRUE
7378 | Petroleum Liquids | IC | 1.6 | N | Commercial Non-CHP | DFO | petroleum | FALSE
7378 | Petroleum Liquids | IC | 1.6 | N | Commercial Non-CHP | DFO | petroleum | FALSE
7378 | Petroleum Liquids | IC | 1.6 | N | Commercial Non-CHP | DFO | petroleum | FALSE
7380 | Natural Gas Fired Combined Cycle | CT | 151 | N | Electric Utility | NG | natural gas nonpeaker | TRUE
7380 | Natural Gas Fired Combined Cycle | CT | 151 | N | Electric Utility | NG | natural gas nonpeaker | TRUE
7380 | Natural Gas Fired Combustion Turbine | GT | 54 | N | Electric Utility | NG | natural gas peaker | TRUE
7380 | Natural Gas Fired Combustion Turbine | GT | 54 | N | Electric Utility | NG | natural gas peaker | TRUE
7380 | Natural Gas Fired Combustion Turbine | GT | 54 | N | Electric Utility | NG | natural gas peaker | TRUE
7380 | Natural Gas Fired Combustion Turbine | GT | 54 | N | Electric Utility | NG | natural gas peaker | TRUE
7380 | Natural Gas Fired Combustion Turbine | GT | 54 | N | Electric Utility | NG | natural gas peaker | TRUE
7380 | Natural Gas Fired Combined Cycle | CA | 179 | N | Electric Utility | NG | natural gas nonpeaker | TRUE
7381 | Onshore Wind Turbine | WT | 5.2 | N | Electric Utility | WND | onshore wind | TRUE
7392 | Natural Gas Internal Combustion Engine | IC | 7 | N | Electric Utility | NG | natural gas peaker | TRUE
7392 | Natural Gas Internal Combustion Engine | IC | 7 | N | Electric Utility | NG | natural gas peaker | TRUE
7392 | Natural Gas Internal Combustion Engine | IC | 6.6 | N | Electric Utility | NG | natural gas peaker | TRUE
7392 | Natural Gas Internal Combustion Engine | IC | 6.6 | N | Electric Utility | NG | natural gas peaker | TRUE
7392 | Natural Gas Internal Combustion Engine | IC | 6.6 | N | Electric Utility | NG | natural gas peaker | TRUE
7393 | Natural Gas Internal Combustion Engine | IC | 4.1 | N | Electric Utility | NG | natural gas peaker | TRUE
7394 | Conventional Hydroelectric | HY | 0.3 | N | Electric Utility | WAT | hydro | TRUE
7394 | Conventional Hydroelectric | HY | 0.3 | N | Electric Utility | WAT | hydro | TRUE
7394 | Conventional Hydroelectric | HY | 0.3 | N | Electric Utility | WAT | hydro | TRUE
7396 | Petroleum Liquids | IC | 2.8 | N | Electric Utility | DFO | petroleum | TRUE
7396 | Petroleum Liquids | IC | 2.8 | N | Electric Utility | DFO | petroleum | TRUE
7396 | Petroleum Liquids | IC | 2.8 | N | Electric Utility | DFO | petroleum | TRUE
7397 | Natural Gas Internal Combustion Engine | IC | 2.1 | N | Electric Utility | NG | natural gas peaker | TRUE
7397 | Natural Gas Internal Combustion Engine | IC | 2.1 | N | Electric Utility | NG | natural gas peaker | TRUE
7397 | Natural Gas Internal Combustion Engine | IC | 2.9 | N | Electric Utility | NG | natural gas peaker | TRUE
7398 | Natural Gas Internal Combustion Engine | IC | 5.5 | N | Electric Utility | NG | natural gas peaker | TRUE
7398 | Natural Gas Internal Combustion Engine | IC | 6.5 | N | Electric Utility | NG | natural gas peaker | TRUE
7399 | Natural Gas Internal Combustion Engine | IC | 7.5 | N | Electric Utility | NG | natural gas peaker | TRUE
7399 | Natural Gas Internal Combustion Engine | IC | 7.5 | N | Electric Utility | NG | natural gas peaker | TRUE
7400 | Petroleum Liquids | IC | 0.8 | N | Electric Utility | DFO | petroleum | TRUE
7400 | Petroleum Liquids | IC | 0.8 | N | Electric Utility | DFO | petroleum | TRUE
7400 | Petroleum Liquids | IC | 1.8 | N | Electric Utility | DFO | petroleum | TRUE
7400 | Petroleum Liquids | IC | 1.8 | N | Electric Utility | DFO | petroleum | TRUE
7405 | Petroleum Liquids | IC | 3 | N | Electric Utility | DFO | petroleum | TRUE
7405 | Petroleum Liquids | IC | 1.6 | N | Electric Utility | DFO | petroleum | TRUE
7406 | Petroleum Liquids | IC | 1.6 | N | Electric Utility | DFO | petroleum | TRUE
7406 | Petroleum Liquids | IC | 1.6 | N | Electric Utility | DFO | petroleum | TRUE
7406 | Petroleum Liquids | IC | 1.6 | N | Electric Utility | DFO | petroleum | TRUE
7406 | Petroleum Liquids | IC | 1.8 | N | Electric Utility | DFO | petroleum | TRUE
7408 | Natural Gas Internal Combustion Engine | IC | 2.6 | N | Electric Utility | NG | natural gas peaker | TRUE
7408 | Natural Gas Internal Combustion Engine | IC | 2.6 | N | Electric Utility | NG | natural gas peaker | TRUE
7408 | Natural Gas Internal Combustion Engine | IC | 2 | N | Electric Utility | NG | natural gas peaker | TRUE
7408 | Natural Gas Internal Combustion Engine | IC | 2 | N | Electric Utility | NG | natural gas peaker | TRUE
7413 | Landfill Gas | IC | 0.8 | N | Electric Utility | LFG | biomass | TRUE
7413 | Landfill Gas | IC | 0.8 | N | Electric Utility | LFG | biomass | TRUE
7413 | Landfill Gas | IC | 0.8 | N | Electric Utility | LFG | biomass | TRUE
7413 | Landfill Gas | IC | 0.8 | N | Electric Utility | LFG | biomass | TRUE
7414 | Petroleum Liquids | IC | 0.6 | N | Electric Utility | DFO | petroleum | TRUE
7414 | Petroleum Liquids | IC | 0.4 | N | Electric Utility | DFO | petroleum | TRUE
7415 | Petroleum Liquids | IC | 1 | N | Electric Utility | DFO | petroleum | TRUE
7415 | Petroleum Liquids | IC | 2 | N | Electric Utility | DFO | petroleum | TRUE
7425 | Natural Gas Fired Combustion Turbine | GT | 112 | N | Electric Utility | NG | natural gas peaker | TRUE
7427 | Conventional Hydroelectric | HY | 35 | N | Electric Utility | WAT | hydro | TRUE
7427 | Conventional Hydroelectric | HY | 35 | N | Electric Utility | WAT | hydro | TRUE
7429 | Petroleum Liquids | IC | 1.2 | N | Electric Utility | DFO | petroleum | TRUE
7429 | Petroleum Liquids | IC | 1.2 | N | Electric Utility | DFO | petroleum | TRUE
7431 | Conventional Hydroelectric | HY | 5 | N | Electric Utility | WAT | hydro | TRUE
7432 | Petroleum Liquids | IC | 1.6 | N | Electric Utility | DFO | petroleum | TRUE
7432 | Petroleum Liquids | IC | 1.6 | N | Electric Utility | DFO | petroleum | TRUE
7432 | Petroleum Liquids | IC | 1.6 | N | Electric Utility | DFO | petroleum | TRUE
7436 | Petroleum Liquids | IC | 3.6 | N | Electric Utility | DFO | petroleum | TRUE
7436 | Petroleum Liquids | IC | 3.6 | N | Electric Utility | DFO | petroleum | TRUE
7436 | Petroleum Liquids | IC | 3.6 | N | Electric Utility | DFO | petroleum | TRUE
7436 | Petroleum Liquids | IC | 3.6 | N | Electric Utility | DFO | petroleum | TRUE
7436 | Petroleum Liquids | IC | 3.6 | N | Electric Utility | DFO | petroleum | TRUE
7437 | Petroleum Liquids | IC | 0.8 | Y | Electric Utility | DFO | petroleum | TRUE
7437 | Petroleum Liquids | IC | 0.5 | Y | Electric Utility | DFO | petroleum | TRUE
7437 | Petroleum Liquids | IC | 0.8 | Y | Electric Utility | DFO | petroleum | TRUE
7437 | Petroleum Liquids | IC | 1 | Y | Electric Utility | DFO | petroleum | TRUE
7437 | Petroleum Liquids | IC | 0.8 | Y | Electric Utility | DFO | petroleum | TRUE
7437 | Petroleum Liquids | IC | 0.5 | N | Electric Utility | DFO | petroleum | TRUE
7438 | Petroleum Liquids | IC | 1 | N | Electric Utility | DFO | petroleum | TRUE
7438 | Petroleum Liquids | IC | 1 | N | Electric Utility | DFO | petroleum | TRUE
7438 | Petroleum Liquids | IC | 1 | N | Electric Utility | DFO | petroleum | TRUE
7438 | Petroleum Liquids | IC | 1 | N | Electric Utility | DFO | petroleum | TRUE
7438 | Petroleum Liquids | IC | 1.5 | N | Electric Utility | DFO | petroleum | TRUE
7438 | Petroleum Liquids | IC | 1.5 | N | Electric Utility | DFO | petroleum | TRUE
7439 | Petroleum Liquids | IC | 1.5 | N | Electric Utility | DFO | petroleum | TRUE
7439 | Petroleum Liquids | IC | 1.5 | N | Electric Utility | DFO | petroleum | TRUE
7439 | Petroleum Liquids | IC | 1.5 | N | Electric Utility | DFO | petroleum | TRUE
7439 | Petroleum Liquids | IC | 1.5 | N | Electric Utility | DFO | petroleum | TRUE
7440 | Petroleum Liquids | IC | 1.5 | N | Electric Utility | DFO | petroleum | TRUE
7440 | Petroleum Liquids | IC | 1.5 | N | Electric Utility | DFO | petroleum | TRUE
7440 | Petroleum Liquids | IC | 1.5 | N | Electric Utility | DFO | petroleum | TRUE
7440 | Petroleum Liquids | IC | 1.5 | N | Electric Utility | DFO | petroleum | TRUE
7440 | Petroleum Liquids | IC | 1.5 | N | Electric Utility | DFO | petroleum | TRUE
7440 | Petroleum Liquids | IC | 1.5 | N | Electric Utility | DFO | petroleum | TRUE
7440 | Petroleum Liquids | IC | 1.5 | N | Electric Utility | DFO | petroleum | TRUE
7440 | Petroleum Liquids | IC | 1.8 | N | Electric Utility | DFO | petroleum | TRUE
7441 | Petroleum Liquids | IC | 1.5 | N | Electric Utility | DFO | petroleum | TRUE
7441 | Petroleum Liquids | IC | 1.5 | N | Electric Utility | DFO | petroleum | TRUE
7441 | Petroleum Liquids | IC | 1.5 | N | Electric Utility | DFO | petroleum | TRUE
7441 | Petroleum Liquids | IC | 1.5 | N | Electric Utility | DFO | petroleum | TRUE
7447 | Natural Gas Internal Combustion Engine | IC | 7.6 | N | Electric Utility | NG | natural gas peaker | TRUE
7447 | Natural Gas Internal Combustion Engine | IC | 7.6 | N | Electric Utility | NG | natural gas peaker | TRUE
7449 | Natural Gas Fired Combustion Turbine | GT | 49.3 | N | Electric Utility | NG | natural gas peaker | TRUE
7450 | Natural Gas Fired Combustion Turbine | GT | 21.8 | N | Electric Utility | NG | natural gas peaker | TRUE
7450 | Natural Gas Fired Combustion Turbine | GT | 21.8 | N | Electric Utility | NG | natural gas peaker | TRUE
7451 | Natural Gas Fired Combustion Turbine | GT | 23.3 | N | Electric Utility | NG | natural gas peaker | TRUE
7452 | Natural Gas Fired Combustion Turbine | GT | 21.2 | N | Electric Utility | NG | natural gas peaker | TRUE
7452 | Natural Gas Fired Combustion Turbine | GT | 21.2 | N | Electric Utility | NG | natural gas peaker | TRUE
7456 | Natural Gas Fired Combustion Turbine | GT | 66 | N | Electric Utility | NG | natural gas peaker | TRUE
7456 | Natural Gas Fired Combustion Turbine | GT | 66 | N | Electric Utility | NG | natural gas peaker | TRUE
7458 | Conventional Hydroelectric | HY | 4.5 | N | Electric Utility | WAT | hydro | TRUE
7462 | Petroleum Liquids | IC | 0.5 | N | Electric Utility | DFO | petroleum | TRUE
7462 | Petroleum Liquids | IC | 0.5 | N | Electric Utility | DFO | petroleum | TRUE
7462 | Petroleum Liquids | IC | 0.5 | N | Electric Utility | DFO | petroleum | TRUE
7463 | Petroleum Liquids | IC | 1 | N | Electric Utility | DFO | petroleum | TRUE
7463 | Petroleum Liquids | IC | 0.5 | N | Electric Utility | DFO | petroleum | TRUE
7463 | Petroleum Liquids | IC | 0.5 | N | Electric Utility | DFO | petroleum | TRUE
7464 | Petroleum Liquids | IC | 0.5 | N | Electric Utility | DFO | petroleum | TRUE
7464 | Petroleum Liquids | IC | 1.1 | N | Electric Utility | DFO | petroleum | TRUE
7464 | Petroleum Liquids | IC | 0.8 | N | Electric Utility | DFO | petroleum | TRUE
7469 | Petroleum Liquids | IC | 1.7 | N | Electric Utility | DFO | petroleum | TRUE
7469 | Petroleum Liquids | IC | 1 | N | Electric Utility | DFO | petroleum | TRUE
7469 | Petroleum Liquids | IC | 0.9 | N | Electric Utility | DFO | petroleum | TRUE
7469 | Petroleum Liquids | IC | 1 | N | Electric Utility | DFO | petroleum | TRUE
7470 | Petroleum Liquids | IC | 1 | N | Electric Utility | DFO | petroleum | TRUE
7470 | Petroleum Liquids | IC | 3 | N | Electric Utility | DFO | petroleum | TRUE
7470 | Petroleum Liquids | IC | 2 | N | Electric Utility | DFO | petroleum | TRUE
7470 | Petroleum Liquids | IC | 2 | N | Electric Utility | DFO | petroleum | TRUE
7474 | Conventional Hydroelectric | HY | 1 | N | Electric Utility | WAT | hydro | TRUE
7474 | Conventional Hydroelectric | HY | 1 | N | Electric Utility | WAT | hydro | TRUE
7479 | Petroleum Liquids | IC | 6.5 | N | Electric Utility | DFO | petroleum | TRUE
7479 | Petroleum Liquids | IC | 6.5 | N | Electric Utility | DFO | petroleum | TRUE
7480 | Natural Gas Fired Combustion Turbine | GT | 4.2 | N | Electric Utility | NG | natural gas peaker | TRUE
7480 | Natural Gas Fired Combustion Turbine | GT | 4.2 | N | Electric Utility | NG | natural gas peaker | TRUE
7481 | Petroleum Liquids | IC | 0.9 | N | Electric Utility | DFO | petroleum | TRUE
7481 | Petroleum Liquids | IC | 0.4 | N | Electric Utility | DFO | petroleum | TRUE
7482 | Petroleum Liquids | IC | 0.9 | N | Electric Utility | DFO | petroleum | TRUE
7482 | Petroleum Liquids | IC | 0.9 | N | Electric Utility | DFO | petroleum | TRUE
7482 | Petroleum Liquids | IC | 0.4 | N | Electric Utility | DFO | petroleum | TRUE
7482 | Petroleum Liquids | IC | 0.4 | N | Electric Utility | DFO | petroleum | TRUE
7482 | Petroleum Liquids | IC | 0.6 | N | Electric Utility | DFO | petroleum | TRUE
7483 | Petroleum Liquids | IC | 0.9 | N | Electric Utility | DFO | petroleum | TRUE
7483 | Petroleum Liquids | IC | 0.9 | N | Electric Utility | DFO | petroleum | TRUE
7483 | Petroleum Liquids | IC | 0.4 | N | Electric Utility | DFO | petroleum | TRUE
7483 | Petroleum Liquids | IC | 0.4 | N | Electric Utility | DFO | petroleum | TRUE
7484 | Petroleum Liquids | IC | 0.9 | N | Electric Utility | DFO | petroleum | TRUE
7484 | Petroleum Liquids | IC | 0.9 | N | Electric Utility | DFO | petroleum | TRUE
7484 | Petroleum Liquids | IC | 0.4 | N | Electric Utility | DFO | petroleum | TRUE
7484 | Natural Gas Internal Combustion Engine | IC | 0.6 | N | Electric Utility | NG | natural gas peaker | TRUE
7484 | Natural Gas Internal Combustion Engine | IC | 0.8 | N | Electric Utility | NG | natural gas peaker | TRUE
7484 | Natural Gas Internal Combustion Engine | IC | 0.8 | N | Electric Utility | NG | natural gas peaker | TRUE
7485 | Petroleum Liquids | IC | 1 | N | Electric Utility | DFO | petroleum | TRUE
7485 | Petroleum Liquids | IC | 0.6 | N | Electric Utility | DFO | petroleum | TRUE
7485 | Petroleum Liquids | IC | 0.6 | N | Electric Utility | DFO | petroleum | TRUE
7485 | Petroleum Liquids | IC | 0.9 | N | Electric Utility | DFO | petroleum | TRUE
7486 | Petroleum Liquids | IC | 0.6 | N | Electric Utility | DFO | petroleum | TRUE
7486 | Petroleum Liquids | IC | 0.6 | N | Electric Utility | DFO | petroleum | TRUE
7486 | Petroleum Liquids | IC | 0.6 | N | Electric Utility | DFO | petroleum | TRUE
7486 | Petroleum Liquids | IC | 0.6 | N | Electric Utility | DFO | petroleum | TRUE
7487 | Petroleum Liquids | IC | 0.3 | N | Electric Utility | DFO | petroleum | TRUE
7487 | Petroleum Liquids | IC | 0.3 | N | Electric Utility | DFO | petroleum | TRUE
7487 | Petroleum Liquids | IC | 0.3 | N | Electric Utility | DFO | petroleum | TRUE
7487 | Petroleum Liquids | IC | 0.9 | N | Electric Utility | DFO | petroleum | TRUE
7487 | Petroleum Liquids | IC | 0.9 | N | Electric Utility | DFO | petroleum | TRUE
7488 | Petroleum Liquids | IC | 0.4 | N | Electric Utility | DFO | petroleum | TRUE
7488 | Petroleum Liquids | IC | 0.4 | N | Electric Utility | DFO | petroleum | TRUE
7488 | Petroleum Liquids | IC | 0.4 | N | Electric Utility | DFO | petroleum | TRUE
7488 | Petroleum Liquids | IC | 0.9 | N | Electric Utility | DFO | petroleum | TRUE
7488 | Petroleum Liquids | IC | 0.9 | N | Electric Utility | DFO | petroleum | TRUE
7489 | Conventional Hydroelectric | HY | 1 | N | Electric Utility | WAT | hydro | TRUE
7489 | Conventional Hydroelectric | HY | 2.5 | N | Electric Utility | WAT | hydro | TRUE
7493 | Petroleum Liquids | IC | 0.3 | N | Electric Utility | DFO | petroleum | TRUE
7493 | Petroleum Liquids | IC | 0.4 | Y | Electric Utility | DFO | petroleum | TRUE
7493 | Petroleum Liquids | IC | 0.6 | Y | Electric Utility | DFO | petroleum | TRUE
7493 | Conventional Hydroelectric | HY | 0.7 | N | Electric Utility | WAT | hydro | TRUE
7493 | Petroleum Liquids | IC | 0.3 | Y | Electric Utility | DFO | petroleum | TRUE
7497 | Petroleum Liquids | IC | 0.6 | N | Electric Utility | DFO | petroleum | TRUE
7497 | Petroleum Liquids | IC | 0.7 | N | Electric Utility | DFO | petroleum | TRUE
7497 | Petroleum Liquids | IC | 1.2 | N | Electric Utility | DFO | petroleum | TRUE
7497 | Petroleum Liquids | IC | 1.3 | N | Electric Utility | DFO | petroleum | TRUE
7497 | Petroleum Liquids | IC | 1.3 | N | Electric Utility | DFO | petroleum | TRUE
7501 | Onshore Wind Turbine | WT | 3 | N | Electric Utility | WND | onshore wind | TRUE
7502 | Petroleum Liquids | IC | 4.4 | N | Electric Utility | DFO | petroleum | TRUE
7502 | Petroleum Liquids | IC | 4.4 | N | Electric Utility | DFO | petroleum | TRUE
7502 | Petroleum Liquids | IC | 3.7 | N | Electric Utility | DFO | petroleum | TRUE
7502 | Petroleum Liquids | IC | 3.7 | N | Electric Utility | DFO | petroleum | TRUE
7502 | Petroleum Liquids | IC | 0.2 | N | Electric Utility | DFO | petroleum | TRUE
7502 | Petroleum Liquids | IC | 1 | N | Electric Utility | DFO | petroleum | TRUE
7502 | Petroleum Liquids | IC | 1 | N | Electric Utility | DFO | petroleum | TRUE
7503 | Petroleum Liquids | IC | 0.8 | N | Electric Utility | DFO | petroleum | TRUE
7504 | Conventional Steam Coal | ST | 80 | N | Electric Utility | SUB | hard coal | TRUE
7504 | Natural Gas Fired Combustion Turbine | GT | 34 | N | Electric Utility | NG | natural gas peaker | TRUE
7505 | Petroleum Liquids | IC | 2 | N | Electric Utility | DFO | petroleum | TRUE
7507 | Conventional Hydroelectric | HY | 1.9 | N | Electric Utility | WAT | hydro | TRUE
7508 | Conventional Hydroelectric | HY | 7 | N | Electric Utility | WAT | hydro | TRUE
7511 | Conventional Hydroelectric | HY | 8.9 | N | Electric Utility | WAT | hydro | TRUE
7512 | Natural Gas Fired Combined Cycle | CT | 170 | N | Electric Utility | NG | natural gas nonpeaker | TRUE
7512 | Natural Gas Fired Combined Cycle | CT | 170 | N | Electric Utility | NG | natural gas nonpeaker | TRUE
7512 | Natural Gas Fired Combined Cycle | CA | 190 | N | Electric Utility | NG | natural gas nonpeaker | TRUE
7513 | Wood/Wood Waste Biomass | ST | 32 | N | IPP Non-CHP | WDS | biomass | TRUE
7515 | Natural Gas Fired Combustion Turbine | GT | 79.3 | N | Electric Utility | NG | natural gas peaker | TRUE
7526 | Onshore Wind Turbine | WT | 13.1 | N | Electric Utility | WND | onshore wind | TRUE
7526 | Onshore Wind Turbine | WT | 24 | N | Electric Utility | WND | onshore wind | TRUE
7526 | Onshore Wind Turbine | WT | 63 | N | Electric Utility | WND | onshore wind | TRUE
7526 | Onshore Wind Turbine | WT | 128 | N | Electric Utility | WND | onshore wind | TRUE
7527 | Natural Gas Fired Combustion Turbine | GT | 41.2 | Y | Electric Utility | NG | natural gas peaker | TRUE
7527 | Natural Gas Fired Combined Cycle | CA | 16.6 | Y | Electric Utility | NG | natural gas nonpeaker | TRUE
7527 | Natural Gas Fired Combined Cycle | CT | 51.2 | N | Electric Utility | NG | natural gas nonpeaker | TRUE
7538 | Natural Gas Fired Combustion Turbine | GT | 177 | N | Electric Utility | NG | natural gas peaker | TRUE
7538 | Natural Gas Fired Combustion Turbine | GT | 174 | N | Electric Utility | NG | natural gas peaker | TRUE
7538 | Natural Gas Fired Combustion Turbine | GT | 173 | N | Electric Utility | NG | natural gas peaker | TRUE
7538 | Natural Gas Fired Combustion Turbine | GT | 170 | N | Electric Utility | NG | natural gas peaker | TRUE
7538 | Natural Gas Fired Combustion Turbine | GT | 169 | N | Electric Utility | NG | natural gas peaker | TRUE
7541 | Conventional Hydroelectric | HY | 4.5 | N | Electric Utility | WAT | hydro | TRUE
7545 | Conventional Hydroelectric | HY | 29.6 | N | Electric Utility | WAT | hydro | TRUE
7546 | Natural Gas Fired Combined Cycle | CA | 18.8 | N | Electric Utility | NG | natural gas nonpeaker | TRUE
7546 | Natural Gas Fired Combined Cycle | CT | 44.1 | N | Electric Utility | NG | natural gas nonpeaker | TRUE
7546 | Natural Gas Fired Combustion Turbine | GT | 43.9 | N | Electric Utility | NG | natural gas peaker | TRUE
7548 | Conventional Hydroelectric | HY | 1.5 | N | Electric Utility | WAT | hydro | TRUE
7548 | Conventional Hydroelectric | HY | 0.6 | N | Electric Utility | WAT | hydro | TRUE
7549 | Conventional Steam Coal | ST | 7 | N | Electric Utility | BIT | hard coal | TRUE
7551 | Natural Gas Fired Combined Cycle | CA | 37.6 | Y | Electric Utility | NG | natural gas nonpeaker | TRUE
7551 | Natural Gas Fired Combined Cycle | CT | 47.6 | Y | Electric Utility | NG | natural gas nonpeaker | TRUE
7551 | Natural Gas Fired Combined Cycle | CT | 47.6 | Y | Electric Utility | NG | natural gas nonpeaker | TRUE
7551 | Natural Gas Fired Combustion Turbine | GT | 43.8 | N | Electric Utility | NG | natural gas peaker | TRUE
7552 | Natural Gas Fired Combined Cycle | CT | 111 | Y | Electric Utility | NG | natural gas nonpeaker | TRUE
7552 | Natural Gas Fired Combined Cycle | CA | 53 | N | Electric Utility | NG | natural gas nonpeaker | TRUE
7555 | Natural Gas Internal Combustion Engine | IC | 3.8 | N | Electric Utility | NG | natural gas peaker | TRUE
7555 | Natural Gas Internal Combustion Engine | IC | 3.8 | N | Electric Utility | NG | natural gas peaker | TRUE
7555 | Petroleum Liquids | IC | 4.2 | N | Electric Utility | DFO | petroleum | TRUE
7556 | Petroleum Liquids | IC | 1.7 | N | Commercial Non-CHP | DFO | petroleum | FALSE
7556 | Petroleum Liquids | IC | 1.7 | N | Commercial Non-CHP | DFO | petroleum | FALSE
7556 | Petroleum Liquids | IC | 1.7 | N | Commercial Non-CHP | DFO | petroleum | FALSE
7575 | Petroleum Liquids | IC | 1.6 | N | Electric Utility | DFO | petroleum | TRUE
7575 | Petroleum Liquids | IC | 7.2 | N | Electric Utility | DFO | petroleum | TRUE
7576 | Petroleum Liquids | IC | 9 | N | Electric Utility | DFO | petroleum | TRUE
7577 | Petroleum Liquids | IC | 3.6 | N | Electric Utility | DFO | petroleum | TRUE
7578 | Petroleum Liquids | IC | 1.8 | N | Electric Utility | DFO | petroleum | TRUE
7578 | Petroleum Liquids | IC | 1.8 | N | Electric Utility | DFO | petroleum | TRUE
7578 | Petroleum Liquids | IC | 1.8 | N | Electric Utility | DFO | petroleum | TRUE
7579 | Petroleum Liquids | IC | 5.4 | N | Electric Utility | DFO | petroleum | TRUE
7580 | Petroleum Liquids | IC | 5.4 | N | Electric Utility | DFO | petroleum | TRUE
7583 | Conventional Hydroelectric | HY | 0.7 | N | IPP Non-CHP | WAT | hydro | TRUE
7583 | Conventional Hydroelectric | HY | 0.1 | N | IPP Non-CHP | WAT | hydro | TRUE
7584 | Petroleum Liquids | IC | 1.5 | N | Electric Utility | DFO | petroleum | TRUE
7584 | Petroleum Liquids | IC | 1 | N | Electric Utility | DFO | petroleum | TRUE
7584 | Petroleum Liquids | IC | 2 | N | Electric Utility | DFO | petroleum | TRUE
7588 | Conventional Hydroelectric | HY | 41 | N | Electric Utility | WAT | hydro | TRUE
7588 | Conventional Hydroelectric | HY | 41 | N | Electric Utility | WAT | hydro | TRUE
7588 | Conventional Hydroelectric | HY | 7 | N | Electric Utility | WAT | hydro | TRUE
7588 | Conventional Hydroelectric | HY | 7 | N | Electric Utility | WAT | hydro | TRUE
7593 | Conventional Hydroelectric | HY | 8 | N | Electric Utility | WAT | hydro | TRUE
7594 | Conventional Hydroelectric | HY | 21 | N | Electric Utility | WAT | hydro | TRUE
7594 | Conventional Hydroelectric | HY | 21 | N | Electric Utility | WAT | hydro | TRUE
7595 | Natural Gas Fired Combustion Turbine | GT | 16.1 | N | Electric Utility | NG | natural gas peaker | TRUE
7603 | Petroleum Liquids | IC | 1.8 | N | Electric Utility | DFO | petroleum | TRUE
7604 | Natural Gas Fired Combined Cycle | CS | 230 | N | Electric Utility | NG | natural gas nonpeaker | TRUE
7604 | Natural Gas Fired Combined Cycle | CS | 234 | N | Electric Utility | NG | natural gas nonpeaker | TRUE
7605 | Natural Gas Fired Combined Cycle | CS | 220 | N | Electric Utility | NG | natural gas nonpeaker | TRUE
7646 | Conventional Hydroelectric | HY | 5 | N | Electric Utility | WAT | hydro | TRUE
7646 | Conventional Hydroelectric | HY | 5 | N | Electric Utility | WAT | hydro | TRUE
7646 | Conventional Hydroelectric | HY | 1.5 | N | Electric Utility | WAT | hydro | TRUE
7657 | Conventional Hydroelectric | HY | 0.8 | N | Electric Utility | WAT | hydro | TRUE
7657 | Conventional Hydroelectric | HY | 1 | N | Electric Utility | WAT | hydro | TRUE
7657 | Conventional Hydroelectric | HY | 1 | N | Electric Utility | WAT | hydro | TRUE
7657 | Conventional Hydroelectric | HY | 0.8 | N | Electric Utility | WAT | hydro | TRUE
7657 | Conventional Hydroelectric | HY | 0.8 | N | Electric Utility | WAT | hydro | TRUE
7657 | Conventional Hydroelectric | HY | 0.1 | N | Electric Utility | WAT | hydro | TRUE
7690 | Landfill Gas | GT | 2.7 | N | IPP Non-CHP | LFG | biomass | TRUE
7690 | Landfill Gas | GT | 2.7 | N | IPP Non-CHP | LFG | biomass | TRUE
7693 | Natural Gas Fired Combustion Turbine | GT | 44.5 | N | Electric Utility | NG | natural gas peaker | TRUE
7697 | Natural Gas Fired Combined Cycle | CT | 75 | Y | Electric Utility | NG | natural gas nonpeaker | TRUE
7697 | Natural Gas Fired Combined Cycle | CA | 25 | Y | Electric Utility | NG | natural gas nonpeaker | TRUE
7698 | Natural Gas Fired Combined Cycle | CT | 85 | Y | Electric Utility | NG | natural gas nonpeaker | TRUE
7698 | Natural Gas Fired Combined Cycle | CA | 12 | Y | Electric Utility | NG | natural gas nonpeaker | TRUE
7699 | Natural Gas Fired Combined Cycle | CT | 134 | N | Electric Utility | NG | natural gas nonpeaker | TRUE
7699 | Natural Gas Fired Combined Cycle | CA | 71 | N | Electric Utility | NG | natural gas nonpeaker | TRUE
7701 | Landfill Gas | ST | 30 | N | IPP Non-CHP | LFG | biomass | TRUE
7701 | Landfill Gas | ST | 30 | N | IPP Non-CHP | LFG | biomass | TRUE
7709 | Natural Gas Fired Combustion Turbine | GT | 74.8 | N | IPP Non-CHP | NG | natural gas peaker | TRUE
7709 | Natural Gas Fired Combustion Turbine | GT | 75.2 | N | IPP Non-CHP | NG | natural gas peaker | TRUE
7709 | Natural Gas Fired Combustion Turbine | GT | 74 | N | IPP Non-CHP | NG | natural gas peaker | TRUE
7709 | Natural Gas Fired Combustion Turbine | GT | 74.7 | N | IPP Non-CHP | NG | natural gas peaker | TRUE
7709 | Natural Gas Fired Combustion Turbine | GT | 73 | N | IPP Non-CHP | NG | natural gas peaker | TRUE
7709 | Natural Gas Fired Combustion Turbine | GT | 74.7 | N | IPP Non-CHP | NG | natural gas peaker | TRUE
7709 | Natural Gas Fired Combustion Turbine | GT | 74.9 | N | IPP Non-CHP | NG | natural gas peaker | TRUE
7709 | Natural Gas Fired Combustion Turbine | GT | 75 | N | IPP Non-CHP | NG | natural gas peaker | TRUE
7709 | Natural Gas Fired Combustion Turbine | GT | 74 | N | IPP Non-CHP | NG | natural gas peaker | TRUE
7709 | Natural Gas Fired Combustion Turbine | GT | 75 | N | IPP Non-CHP | NG | natural gas peaker | TRUE
7710 | Natural Gas Fired Combined Cycle | CT | 557.1 | N | IPP Non-CHP | NG | natural gas nonpeaker | TRUE
7710 | Natural Gas Fired Combined Cycle | CT |  | N | IPP Non-CHP | NG | natural gas nonpeaker | TRUE
7710 | Natural Gas Fired Combined Cycle | CT | 632.3 | N | IPP Non-CHP | NG | natural gas nonpeaker | TRUE
7710 | Natural Gas Fired Combined Cycle | CT |  | N | IPP Non-CHP | NG | natural gas nonpeaker | TRUE
7710 | Natural Gas Fired Combined Cycle | CT | 626.6 | N | IPP Non-CHP | NG | natural gas nonpeaker | TRUE
7710 | Natural Gas Fired Combined Cycle | CT |  | N | IPP Non-CHP | NG | natural gas nonpeaker | TRUE
7710 | Natural Gas Fired Combined Cycle | CA |  | N | IPP Non-CHP | NG | natural gas nonpeaker | TRUE
7710 | Natural Gas Fired Combined Cycle | CA |  | N | IPP Non-CHP | NG | natural gas nonpeaker | TRUE
7710 | Natural Gas Fired Combined Cycle | CA |  | N | IPP Non-CHP | NG | natural gas nonpeaker | TRUE
7715 | Natural Gas Fired Combustion Turbine | GT | 4 | N | Electric Utility | NG | natural gas peaker | TRUE
7715 | Natural Gas Fired Combustion Turbine | GT | 4 | N | Electric Utility | NG | natural gas peaker | TRUE
7715 | Natural Gas Fired Combustion Turbine | GT | 4 | N | Electric Utility | NG | natural gas peaker | TRUE
7719 | Petroleum Liquids | IC | 1.8 | N | Electric Utility | DFO | petroleum | TRUE
7719 | Petroleum Liquids | IC | 1.8 | N | Electric Utility | DFO | petroleum | TRUE
7719 | Petroleum Liquids | IC | 1.8 | N | Electric Utility | DFO | petroleum | TRUE
7719 | Petroleum Liquids | IC | 1.8 | N | Electric Utility | DFO | petroleum | TRUE
7719 | Petroleum Liquids | IC | 1.8 | N | Electric Utility | DFO | petroleum | TRUE
7721 | Natural Gas Fired Combined Cycle | CT | 160 | Y | Electric Utility | NG | natural gas nonpeaker | TRUE
7721 | Natural Gas Fired Combined Cycle | CA | 64.7 | Y | Electric Utility | NG | natural gas nonpeaker | TRUE
7722 | Nuclear | ST | 1123 | N | Electric Utility | NUC | nuclear | TRUE
7723 | Petroleum Liquids | IC | 2.5 | N | Electric Utility | DFO | petroleum | TRUE
7723 | Petroleum Liquids | IC | 7.3 | N | Electric Utility | DFO | petroleum | TRUE
7725 | Landfill Gas | IC | 0.8 | N | Electric Utility | LFG | biomass | TRUE
7725 | Landfill Gas | IC | 0.8 | N | Electric Utility | LFG | biomass | TRUE
7725 | Landfill Gas | IC | 0.8 | N | Electric Utility | LFG | biomass | TRUE
7725 | Landfill Gas | IC | 1.5 | N | Electric Utility | LFG | biomass | TRUE
7725 | Landfill Gas | IC | 1.5 | N | Electric Utility | LFG | biomass | TRUE
7737 | Conventional Steam Coal | ST | 85 | Y | Electric Utility | BIT | hard coal | TRUE
7749 | Natural Gas Fired Combustion Turbine | GT | 89 | N | Electric Utility | NG | natural gas peaker | TRUE
7751 | Conventional Hydroelectric | HY | 4 | N | Electric Utility | WAT | hydro | TRUE
7752 | Conventional Hydroelectric | HY | 4.5 | N | Electric Utility | WAT | hydro | TRUE
7754 | Natural Gas Fired Combustion Turbine | GT | 93 | N | Electric Utility | NG | natural gas peaker | TRUE
7754 | Natural Gas Fired Combustion Turbine | GT | 93 | N | Electric Utility | NG | natural gas peaker | TRUE
7757 | Natural Gas Fired Combined Cycle | CT | 132 | N | Electric Utility | NG | natural gas nonpeaker | TRUE
7757 | Natural Gas Fired Combined Cycle | CT | 131 | N | Electric Utility | NG | natural gas nonpeaker | TRUE
7757 | Natural Gas Fired Combined Cycle | CA | 126 | N | Electric Utility | NG | natural gas nonpeaker | TRUE
7757 | Natural Gas Fired Combined Cycle | CT | 137 | N | Electric Utility | NG | natural gas nonpeaker | TRUE
7757 | Natural Gas Fired Combined Cycle | CT | 137 | N | Electric Utility | NG | natural gas nonpeaker | TRUE
7757 | Natural Gas Fired Combined Cycle | CA | 136 | N | Electric Utility | NG | natural gas nonpeaker | TRUE
7758 | Petroleum Liquids | IC | 1.9 | N | Electric Utility | DFO | petroleum | TRUE
7758 | Petroleum Liquids | IC | 1.9 | N | Electric Utility | DFO | petroleum | TRUE
7758 | Petroleum Liquids | IC | 1.9 | N | Electric Utility | DFO | petroleum | TRUE
7758 | Petroleum Liquids | IC | 1.9 | N | Electric Utility | DFO | petroleum | TRUE
7758 | Petroleum Liquids | IC | 1.9 | N | Electric Utility | DFO | petroleum | TRUE
7758 | Petroleum Liquids | IC | 1.9 | N | Electric Utility | DFO | petroleum | TRUE
7759 | Natural Gas Fired Combustion Turbine | GT | 69 | N | Electric Utility | NG | natural gas peaker | TRUE
7759 | Natural Gas Fired Combustion Turbine | GT | 69 | N | Electric Utility | NG | natural gas peaker | TRUE
7759 | Natural Gas Fired Combustion Turbine | GT | 69 | N | Electric Utility | NG | natural gas peaker | TRUE
7759 | Natural Gas Fired Combustion Turbine | GT | 69 | N | Electric Utility | NG | natural gas peaker | TRUE
7760 | Natural Gas Fired Combustion Turbine | GT | 44 | N | IPP Non-CHP | NG | natural gas peaker | TRUE
7760 | Natural Gas Fired Combustion Turbine | GT | 44 | N | IPP Non-CHP | NG | natural gas peaker | TRUE
7760 | Natural Gas Fired Combustion Turbine | GT | 44 | N | IPP Non-CHP | NG | natural gas peaker | TRUE
7760 | Natural Gas Fired Combustion Turbine | GT | 44 | N | IPP Non-CHP | NG | natural gas peaker | TRUE
7763 | Natural Gas Fired Combustion Turbine | GT | 43 | N | Electric Utility | NG | natural gas peaker | TRUE
7763 | Natural Gas Fired Combustion Turbine | GT | 43 | N | Electric Utility | NG | natural gas peaker | TRUE
7763 | Natural Gas Fired Combustion Turbine | GT | 43 | N | Electric Utility | NG | natural gas peaker | TRUE
7764 | Natural Gas Fired Combustion Turbine | GT | 147.5 | N | IPP Non-CHP | NG | natural gas peaker | TRUE
7764 | Natural Gas Fired Combustion Turbine | GT | 155 | N | IPP Non-CHP | NG | natural gas peaker | TRUE
7766 | Petroleum Liquids | IC | 2.5 | N | Electric Utility | DFO | petroleum | TRUE
7766 | Petroleum Liquids | IC | 2.5 | N | Electric Utility | DFO | petroleum | TRUE
7766 | Petroleum Liquids | IC | 2.5 | N | Electric Utility | DFO | petroleum | TRUE
7766 | Petroleum Liquids | IC | 2.5 | N | Electric Utility | DFO | petroleum | TRUE
7766 | Petroleum Liquids | IC | 2.5 | N | Electric Utility | DFO | petroleum | TRUE
7766 | Petroleum Liquids | IC | 2.5 | N | Electric Utility | DFO | petroleum | TRUE
7766 | Petroleum Liquids | IC | 2.5 | N | Electric Utility | DFO | petroleum | TRUE
7766 | Petroleum Liquids | IC | 2.5 | N | Electric Utility | DFO | petroleum | TRUE
7767 | Petroleum Liquids | IC | 1.5 | N | Electric Utility | DFO | petroleum | TRUE
7767 | Petroleum Liquids | IC | 1.5 | N | Electric Utility | DFO | petroleum | TRUE
7767 | Petroleum Liquids | IC | 1.5 | N | Electric Utility | DFO | petroleum | TRUE
7767 | Petroleum Liquids | IC | 1.5 | N | Electric Utility | DFO | petroleum | TRUE
7767 | Petroleum Liquids | IC | 1.5 | N | Electric Utility | DFO | petroleum | TRUE
7767 | Petroleum Liquids | IC | 1.5 | N | Electric Utility | DFO | petroleum | TRUE
7768 | Natural Gas Fired Combustion Turbine | GT | 48.5 | N | IPP Non-CHP | NG | natural gas peaker | TRUE
7768 | Natural Gas Fired Combustion Turbine | GT | 48.5 | N | IPP Non-CHP | NG | natural gas peaker | TRUE
7770 | Natural Gas Fired Combustion Turbine | GT | 3 | N | Electric Utility | NG | natural gas peaker | TRUE
7771 | Onshore Wind Turbine | WT | 1.5 | N | IPP Non-CHP | WND | onshore wind | TRUE
7771 | Onshore Wind Turbine | WT | 1.5 | N | IPP Non-CHP | WND | onshore wind | TRUE
7774 | Petroleum Liquids | IC | 1.8 | N | Electric Utility | DFO | petroleum | TRUE
7774 | Petroleum Liquids | IC | 1.8 | N | Electric Utility | DFO | petroleum | TRUE
7774 | Petroleum Liquids | IC | 1.8 | N | Electric Utility | DFO | petroleum | TRUE
7774 | Petroleum Liquids | IC | 1.8 | N | Electric Utility | DFO | petroleum | TRUE
7774 | Petroleum Liquids | IC | 1.8 | N | Electric Utility | DFO | petroleum | TRUE
7774 | Petroleum Liquids | IC | 1.8 | N | Electric Utility | DFO | petroleum | TRUE
7775 | Petroleum Liquids | IC | 1.8 | N | Electric Utility | DFO | petroleum | TRUE
7775 | Petroleum Liquids | IC | 1.8 | N | Electric Utility | DFO | petroleum | TRUE
7775 | Petroleum Liquids | IC | 1.8 | N | Electric Utility | DFO | petroleum | TRUE
7776 | Petroleum Liquids | IC | 1.8 | N | Electric Utility | DFO | petroleum | TRUE
7776 | Petroleum Liquids | IC | 1.8 | N | Electric Utility | DFO | petroleum | TRUE
7776 | Petroleum Liquids | IC | 1.8 | N | Electric Utility | DFO | petroleum | TRUE
7777 | Petroleum Liquids | IC | 1.8 | N | Electric Utility | DFO | petroleum | TRUE
7777 | Petroleum Liquids | IC | 1.8 | N | Electric Utility | DFO | petroleum | TRUE
7777 | Petroleum Liquids | IC | 1.8 | N | Electric Utility | DFO | petroleum | TRUE
7777 | Petroleum Liquids | IC | 1.8 | N | Electric Utility | DFO | petroleum | TRUE
7777 | Petroleum Liquids | IC | 1.8 | N | Electric Utility | DFO | petroleum | TRUE
7777 | Petroleum Liquids | IC | 1.8 | N | Electric Utility | DFO | petroleum | TRUE
7778 | Petroleum Liquids | IC | 1.8 | N | Electric Utility | DFO | petroleum | TRUE
7778 | Petroleum Liquids | IC | 1.8 | N | Electric Utility | DFO | petroleum | TRUE
7778 | Petroleum Liquids | IC | 1.8 | N | Electric Utility | DFO | petroleum | TRUE
7779 | Petroleum Liquids | IC | 1.8 | N | Electric Utility | DFO | petroleum | TRUE
7779 | Petroleum Liquids | IC | 1.8 | N | Electric Utility | DFO | petroleum | TRUE
7779 | Petroleum Liquids | IC | 1.8 | N | Electric Utility | DFO | petroleum | TRUE
7779 | Petroleum Liquids | IC | 1.8 | N | Electric Utility | DFO | petroleum | TRUE
7779 | Petroleum Liquids | IC | 1.8 | N | Electric Utility | DFO | petroleum | TRUE
7779 | Petroleum Liquids | IC | 1.8 | N | Electric Utility | DFO | petroleum | TRUE
7780 | Petroleum Liquids | IC | 1.8 | N | Electric Utility | DFO | petroleum | TRUE
7781 | Petroleum Liquids | IC | 1.8 | N | Electric Utility | DFO | petroleum | TRUE
7782 | Natural Gas Fired Combustion Turbine | GT | 29 | N | Electric Utility | NG | natural gas peaker | TRUE
7783 | Natural Gas Fired Combustion Turbine | GT | 29 | N | Electric Utility | NG | natural gas peaker | TRUE
7784 | Natural Gas Fired Combined Cycle | CT | 40 | N | IPP Non-CHP | NG | natural gas nonpeaker | TRUE
7784 | Natural Gas Fired Combined Cycle | CA | 20 | N | IPP Non-CHP | NG | natural gas nonpeaker | TRUE
7789 | Conventional Hydroelectric | HY | 6.9 | N | Electric Utility | WAT | hydro | TRUE
7789 | Conventional Hydroelectric | HY | 6.9 | N | Electric Utility | WAT | hydro | TRUE
7789 | Conventional Hydroelectric | HY | 3 | N | Electric Utility | WAT | hydro | TRUE
7790 | Conventional Steam Coal | ST | 458 | N | Electric Utility | BIT | hard coal | TRUE
7791 | Petroleum Liquids | IC | 1.8 | N | Electric Utility | DFO | petroleum | TRUE
7791 | Petroleum Liquids | IC | 1.8 | N | Electric Utility | DFO | petroleum | TRUE
7791 | Petroleum Liquids | IC | 1.8 | N | Electric Utility | DFO | petroleum | TRUE
7791 | Petroleum Liquids | IC | 1.8 | N | Electric Utility | DFO | petroleum | TRUE
7791 | Petroleum Liquids | IC | 1.8 | N | Electric Utility | DFO | petroleum | TRUE
7791 | Petroleum Liquids | IC | 1.8 | N | Electric Utility | DFO | petroleum | TRUE
7795 | Natural Gas Fired Combustion Turbine | GT | 22 | N | Electric Utility | NG | natural gas peaker | TRUE
7797 | Petroleum Liquids | GT | 11.1 | N | Electric Utility | DFO | petroleum | TRUE
7797 | Petroleum Liquids | IC | 1.7 | N | Electric Utility | DFO | petroleum | TRUE
7797 | Petroleum Liquids | IC | 1.7 | N | Electric Utility | DFO | petroleum | TRUE
7797 | Petroleum Liquids | IC | 1.7 | N | Electric Utility | DFO | petroleum | TRUE
7797 | Petroleum Liquids | IC | 1.7 | N | Electric Utility | DFO | petroleum | TRUE
7798 | Petroleum Liquids | IC | 1.7 | N | Electric Utility | DFO | petroleum | TRUE
7798 | Petroleum Liquids | IC | 1.7 | N | Electric Utility | DFO | petroleum | TRUE
7799 | Natural Gas Fired Combustion Turbine | GT | 74.4 | N | Electric Utility | NG | natural gas peaker | TRUE
7805 | Natural Gas Fired Combustion Turbine | GT | 157 | N | Electric Utility | NG | natural gas peaker | TRUE
7805 | Natural Gas Fired Combustion Turbine | GT | 156 | N | Electric Utility | NG | natural gas peaker | TRUE
7805 | Natural Gas Fired Combustion Turbine | GT | 155 | N | Electric Utility | NG | natural gas peaker | TRUE
7805 | Natural Gas Fired Combustion Turbine | GT | 159 | N | Electric Utility | NG | natural gas peaker | TRUE
7805 | Natural Gas Fired Combined Cycle | CT | 178 | N | Electric Utility | NG | natural gas nonpeaker | TRUE
7805 | Natural Gas Fired Combustion Turbine | GT | 153 | N | Electric Utility | NG | natural gas peaker | TRUE
7805 | Natural Gas Fired Combined Cycle | CT | 160 | N | Electric Utility | NG | natural gas nonpeaker | TRUE
7805 | Natural Gas Fired Combined Cycle | CT | 157 | N | Electric Utility | NG | natural gas nonpeaker | TRUE
7805 | Natural Gas Fired Combined Cycle | CT | 178 | N | Electric Utility | NG | natural gas nonpeaker | TRUE
7805 | Natural Gas Fired Combined Cycle | CA | 165 | N | Electric Utility | NG | natural gas nonpeaker | TRUE
7805 | Natural Gas Fired Combined Cycle | CA | 250 | N | Electric Utility | NG | natural gas nonpeaker | TRUE
7806 | Natural Gas Internal Combustion Engine | IC | 1 | N | Electric Utility | NG | natural gas peaker | TRUE
7806 | Natural Gas Internal Combustion Engine | IC | 1 | N | Electric Utility | NG | natural gas peaker | TRUE
7806 | Petroleum Liquids | IC | 1 | N | Electric Utility | DFO | petroleum | TRUE
7806 | Petroleum Liquids | IC | 1 | N | Electric Utility | DFO | petroleum | TRUE
7806 | Natural Gas Internal Combustion Engine | IC | 1.2 | N | Electric Utility | NG | natural gas peaker | TRUE
7806 | Natural Gas Internal Combustion Engine | IC | 1.2 | N | Electric Utility | NG | natural gas peaker | TRUE
7807 | Conventional Hydroelectric | HY | 1 | N | Electric Utility | WAT | hydro | TRUE
7807 | Conventional Hydroelectric | HY | 1 | N | Electric Utility | WAT | hydro | TRUE
7810 | Conventional Hydroelectric | HY | 0.1 | N | Electric Utility | WAT | hydro | TRUE
7810 | Petroleum Liquids | IC | 2 | N | Electric Utility | DFO | petroleum | TRUE
7813 | Natural Gas Fired Combustion Turbine | GT | 91.3 | N | Electric Utility | NG | natural gas peaker | TRUE
7813 | Natural Gas Fired Combustion Turbine | GT | 91.3 | N | Electric Utility | NG | natural gas peaker | TRUE
7813 | Natural Gas Fired Combustion Turbine | GT | 128.5 | N | Electric Utility | NG | natural gas peaker | TRUE
7813 | Natural Gas Fired Combustion Turbine | GT | 126.8 | N | Electric Utility | NG | natural gas peaker | TRUE
7814 | Petroleum Liquids | IC | 2.4 | N | Electric Utility | DFO | petroleum | TRUE
7814 | Petroleum Liquids | IC | 2.4 | N | Electric Utility | DFO | petroleum | TRUE
7818 | Natural Gas Fired Combustion Turbine | GT | 30 | N | Electric Utility | NG | natural gas peaker | TRUE
7818 | Natural Gas Fired Combustion Turbine | GT | 30 | N | Electric Utility | NG | natural gas peaker | TRUE
7818 | Natural Gas Fired Combustion Turbine | GT | 18 | N | Electric Utility | NG | natural gas peaker | TRUE
7818 | Natural Gas Fired Combustion Turbine | GT | 18 | N | Electric Utility | NG | natural gas peaker | TRUE
7818 | Natural Gas Fired Combustion Turbine | GT | 25 | N | Electric Utility | NG | natural gas peaker | TRUE
7820 | Conventional Hydroelectric | HY | 8 | N | Electric Utility | WAT | hydro | TRUE
7820 | Conventional Hydroelectric | HY | 8 | N | Electric Utility | WAT | hydro | TRUE
7821 | Conventional Hydroelectric | HY | 2.2 | N | Electric Utility | WAT | hydro | TRUE
7821 | Conventional Hydroelectric | HY | 2.2 | N | Electric Utility | WAT | hydro | TRUE
7822 | Conventional Hydroelectric | HY | 2.4 | N | Electric Utility | WAT | hydro | TRUE
7822 | Conventional Hydroelectric | HY | 2.4 | N | Electric Utility | WAT | hydro | TRUE
7824 | Natural Gas Fired Combustion Turbine | GT | 24.1 | N | Electric Utility | NG | natural gas peaker | TRUE
7824 | Petroleum Liquids | GT | 23 | N | Electric Utility | DFO | petroleum | TRUE
7825 | Natural Gas Fired Combustion Turbine | GT | 153 | N | Electric Utility | NG | natural gas peaker | TRUE
7826 | Natural Gas Fired Combustion Turbine | GT | 154 | N | IPP Non-CHP | NG | natural gas peaker | TRUE
7826 | Natural Gas Fired Combustion Turbine | GT | 154 | N | IPP Non-CHP | NG | natural gas peaker | TRUE
7826 | Natural Gas Fired Combustion Turbine | GT | 154 | N | IPP Non-CHP | NG | natural gas peaker | TRUE
7826 | Natural Gas Fired Combined Cycle | CT | 476.8 | N | IPP Non-CHP | NG | natural gas nonpeaker | TRUE
7826 | Natural Gas Fired Combined Cycle | CT |  | N | IPP Non-CHP | NG | natural gas nonpeaker | TRUE
7826 | Natural Gas Fired Combined Cycle | CA |  | N | IPP Non-CHP | NG | natural gas nonpeaker | TRUE
7827 | Petroleum Liquids | IC | 1.8 | N | Electric Utility | DFO | petroleum | TRUE
7828 | Petroleum Liquids | IC | 1.8 | N | Electric Utility | DFO | petroleum | TRUE
7829 | Natural Gas Fired Combustion Turbine | GT | 93.6 | N | Electric Utility | NG | natural gas peaker | TRUE
7829 | Natural Gas Fired Combustion Turbine | GT | 93.8 | N | Electric Utility | NG | natural gas peaker | TRUE
7831 | Petroleum Liquids | IC | 1 | N | Electric Utility | DFO | petroleum | TRUE
7831 | Petroleum Liquids | IC | 1 | N | Electric Utility | DFO | petroleum | TRUE
7831 | Petroleum Liquids | IC | 0.8 | N | Electric Utility | DFO | petroleum | TRUE
7832 | Landfill Gas | IC | 2.1 | N | Electric Utility | LFG | biomass | TRUE
7832 | Landfill Gas | IC | 2.1 | N | Electric Utility | LFG | biomass | TRUE
7832 | Landfill Gas | IC | 2.1 | N | Electric Utility | LFG | biomass | TRUE
7832 | Landfill Gas | IC | 2.1 | N | Electric Utility | LFG | biomass | TRUE
7832 | Landfill Gas | IC | 2.1 | N | Electric Utility | LFG | biomass | TRUE
7832 | Landfill Gas | CT | 10 | N | Electric Utility | LFG | biomass | TRUE
7832 | Landfill Gas | CT | 10 | N | Electric Utility | LFG | biomass | TRUE
7832 | Landfill Gas | CA | 6 | N | Electric Utility | LFG | biomass | TRUE
7834 | Natural Gas Fired Combined Cycle | CT | 150 | N | Electric Utility | NG | natural gas nonpeaker | TRUE
7834 | Natural Gas Fired Combined Cycle | CT | 150 | N | Electric Utility | NG | natural gas nonpeaker | TRUE
7834 | Natural Gas Fired Combustion Turbine | GT | 146 | N | Electric Utility | NG | natural gas peaker | TRUE
7834 | Natural Gas Fired Combustion Turbine | GT | 146 | N | Electric Utility | NG | natural gas peaker | TRUE
7834 | Natural Gas Fired Combustion Turbine | GT | 75 | N | Electric Utility | NG | natural gas peaker | TRUE
7834 | Natural Gas Fired Combustion Turbine | GT | 75 | N | Electric Utility | NG | natural gas peaker | TRUE
7834 | Natural Gas Fired Combustion Turbine | GT | 75 | N | Electric Utility | NG | natural gas peaker | TRUE
7834 | Natural Gas Fired Combined Cycle | CA | 160 | N | Electric Utility | NG | natural gas nonpeaker | TRUE
7835 | Natural Gas Fired Combustion Turbine | GT | 162.1 | N | IPP Non-CHP | NG | natural gas peaker | TRUE
7835 | Natural Gas Fired Combustion Turbine | GT | 161.4 | N | IPP Non-CHP | NG | natural gas peaker | TRUE
7835 | Natural Gas Fired Combustion Turbine | GT | 163.6 | N | IPP Non-CHP | NG | natural gas peaker | TRUE
7835 | Natural Gas Fired Combustion Turbine | GT | 166.4 | N | IPP Non-CHP | NG | natural gas peaker | TRUE
7836 | Natural Gas Fired Combustion Turbine | GT | 160.8 | N | Electric Utility | NG | natural gas peaker | TRUE
7836 | Natural Gas Fired Combustion Turbine | GT | 159.3 | N | Electric Utility | NG | natural gas peaker | TRUE
7836 | Natural Gas Fired Combustion Turbine | GT | 161 | N | Electric Utility | NG | natural gas peaker | TRUE
7837 | Natural Gas Fired Combustion Turbine | GT | 76.5 | N | Electric Utility | NG | natural gas peaker | TRUE
7837 | Natural Gas Fired Combustion Turbine | GT | 77 | N | Electric Utility | NG | natural gas peaker | TRUE
7837 | Natural Gas Fired Combustion Turbine | GT | 77.3 | N | Electric Utility | NG | natural gas peaker | TRUE
7837 | Natural Gas Fired Combustion Turbine | GT | 77.2 | N | Electric Utility | NG | natural gas peaker | TRUE
7837 | Natural Gas Fired Combustion Turbine | GT | 158 | N | Electric Utility | NG | natural gas peaker | TRUE
7838 | Natural Gas Fired Combustion Turbine | GT | 153 | N | Electric Utility | NG | natural gas peaker | TRUE
7838 | Natural Gas Fired Combustion Turbine | GT | 151 | N | Electric Utility | NG | natural gas peaker | TRUE
7838 | Natural Gas Fired Combustion Turbine | GT | 152 | N | Electric Utility | NG | natural gas peaker | TRUE
7838 | Natural Gas Fired Combustion Turbine | GT | 152 | N | Electric Utility | NG | natural gas peaker | TRUE
7839 | Natural Gas Fired Combustion Turbine | GT | 151 | N | Electric Utility | NG | natural gas peaker | TRUE
7839 | Natural Gas Fired Combustion Turbine | GT | 151 | N | Electric Utility | NG | natural gas peaker | TRUE
7839 | Natural Gas Fired Combustion Turbine | GT | 161 | N | Electric Utility | NG | natural gas peaker | TRUE
7839 | Natural Gas Fired Combustion Turbine | GT | 160 | N | Electric Utility | NG | natural gas peaker | TRUE
7839 | Natural Gas Fired Combustion Turbine | GT | 160 | N | Electric Utility | NG | natural gas peaker | TRUE
7841 | Petroleum Liquids | GT | 5.1 | Y | Electric Utility | WO | petroleum | TRUE
7842 | Natural Gas Fired Combustion Turbine | GT | 45 | N | Electric Utility | NG | natural gas peaker | TRUE
7843 | Natural Gas Fired Combustion Turbine | GT | 159.5 | N | Electric Utility | NG | natural gas peaker | TRUE
7843 | Natural Gas Fired Combustion Turbine | GT | 153.6 | N | Electric Utility | NG | natural gas peaker | TRUE
7843 | Natural Gas Fired Combustion Turbine | GT | 128.8 | N | Electric Utility | NG | natural gas peaker | TRUE
7844 | Natural Gas Fired Combustion Turbine | GT | 39 | N | Electric Utility | NG | natural gas peaker | TRUE
7845 | Natural Gas Fired Combined Cycle | CT | 160 | N | Electric Utility | NG | natural gas nonpeaker | TRUE
7845 | Natural Gas Fired Combined Cycle | CT | 160 | N | Electric Utility | NG | natural gas nonpeaker | TRUE
7845 | Natural Gas Fired Combustion Turbine | GT | 73.9 | N | Electric Utility | NG | natural gas peaker | TRUE
7845 | Natural Gas Fired Combustion Turbine | GT | 72.7 | N | Electric Utility | NG | natural gas peaker | TRUE
7845 | Natural Gas Fired Combustion Turbine | GT | 72.7 | N | Electric Utility | NG | natural gas peaker | TRUE
7845 | Natural Gas Fired Combustion Turbine | GT | 72.7 | N | Electric Utility | NG | natural gas peaker | TRUE
7845 | Natural Gas Fired Combustion Turbine | GT | 73.9 | N | Electric Utility | NG | natural gas peaker | TRUE
7845 | Natural Gas Fired Combustion Turbine | GT | 73.9 | N | Electric Utility | NG | natural gas peaker | TRUE
7845 | Natural Gas Fired Combustion Turbine | GT | 73.9 | N | Electric Utility | NG | natural gas peaker | TRUE
7845 | Natural Gas Fired Combustion Turbine | GT | 73.9 | N | Electric Utility | NG | natural gas peaker | TRUE
7845 | Natural Gas Fired Combustion Turbine | GT | 73.9 | N | Electric Utility | NG | natural gas peaker | TRUE
7845 | Natural Gas Fired Combustion Turbine | GT | 73.9 | N | Electric Utility | NG | natural gas peaker | TRUE
7845 | Natural Gas Fired Combustion Turbine | GT | 73.9 | N | Electric Utility | NG | natural gas peaker | TRUE
7845 | Natural Gas Fired Combustion Turbine | GT | 72.7 | N | Electric Utility | NG | natural gas peaker | TRUE
7845 | Natural Gas Fired Combined Cycle | CA | 205 | N | Electric Utility | NG | natural gas nonpeaker | TRUE
7846 | Natural Gas Fired Combustion Turbine | GT | 158.6 | N | Electric Utility | NG | natural gas peaker | TRUE
7846 | Natural Gas Fired Combined Cycle | CT | 158.6 | N | Electric Utility | NG | natural gas nonpeaker | TRUE
7846 | Natural Gas Fired Combined Cycle | CT | 158.6 | N | Electric Utility | NG | natural gas nonpeaker | TRUE
7846 | Natural Gas Fired Combined Cycle | CA | 185 | N | Electric Utility | NG | natural gas nonpeaker | TRUE
7847 | Petroleum Liquids | IC | 1.7 | N | Electric Utility | DFO | petroleum | TRUE
7847 | Petroleum Liquids | IC | 1.7 | N | Electric Utility | DFO | petroleum | TRUE
7847 | Petroleum Liquids | IC | 1.7 | N | Electric Utility | DFO | petroleum | TRUE
7848 | Natural Gas Fired Combustion Turbine | GT | 70 | N | Electric Utility | NG | natural gas peaker | TRUE
7848 | Natural Gas Fired Combustion Turbine | GT | 70 | N | Electric Utility | NG | natural gas peaker | TRUE
7848 | Natural Gas Fired Combustion Turbine | GT | 70 | N | Electric Utility | NG | natural gas peaker | TRUE
7849 | Petroleum Liquids | IC | 2 | N | Electric Utility | DFO | petroleum | TRUE
7849 | Petroleum Liquids | IC | 2 | N | Electric Utility | DFO | petroleum | TRUE
7849 | Petroleum Liquids | IC | 2 | N | Electric Utility | DFO | petroleum | TRUE
7849 | Petroleum Liquids | IC | 2 | N | Electric Utility | DFO | petroleum | TRUE
7849 | Petroleum Liquids | IC | 2 | N | Electric Utility | DFO | petroleum | TRUE
7849 | Petroleum Liquids | IC | 2 | N | Electric Utility | DFO | petroleum | TRUE
7849 | Petroleum Liquids | IC | 2 | N | Electric Utility | DFO | petroleum | TRUE
7849 | Petroleum Liquids | IC | 2 | N | Electric Utility | DFO | petroleum | TRUE
7850 | Petroleum Liquids | IC | 2 | N | Electric Utility | DFO | petroleum | TRUE
7850 | Petroleum Liquids | IC | 2 | N | Electric Utility | DFO | petroleum | TRUE
7850 | Petroleum Liquids | IC | 2 | N | Electric Utility | DFO | petroleum | TRUE
7850 | Petroleum Liquids | IC | 2 | N | Electric Utility | DFO | petroleum | TRUE
7850 | Petroleum Liquids | IC | 2 | N | Electric Utility | DFO | petroleum | TRUE
7850 | Petroleum Liquids | IC | 2 | N | Electric Utility | DFO | petroleum | TRUE
7850 | Petroleum Liquids | IC | 2 | N | Electric Utility | DFO | petroleum | TRUE
7850 | Petroleum Liquids | IC | 2 | N | Electric Utility | DFO | petroleum | TRUE
7850 | Petroleum Liquids | IC | 2 | N | Electric Utility | DFO | petroleum | TRUE
7850 | Petroleum Liquids | IC | 2 | N | Electric Utility | DFO | petroleum | TRUE
7851 | Petroleum Liquids | IC | 2 | N | Electric Utility | DFO | petroleum | TRUE
7851 | Petroleum Liquids | IC | 2 | N | Electric Utility | DFO | petroleum | TRUE
7851 | Petroleum Liquids | IC | 2 | N | Electric Utility | DFO | petroleum | TRUE
7851 | Petroleum Liquids | IC | 2 | N | Electric Utility | DFO | petroleum | TRUE
7851 | Petroleum Liquids | IC | 2 | N | Electric Utility | DFO | petroleum | TRUE
7851 | Petroleum Liquids | IC | 2 | N | Electric Utility | DFO | petroleum | TRUE
7851 | Petroleum Liquids | IC | 2 | N | Electric Utility | DFO | petroleum | TRUE
7851 | Petroleum Liquids | IC | 2 | N | Electric Utility | DFO | petroleum | TRUE
7851 | Petroleum Liquids | IC | 2 | N | Electric Utility | DFO | petroleum | TRUE
7853 | Petroleum Liquids | IC | 1.8 | N | Electric Utility | DFO | petroleum | TRUE
7854 | Petroleum Liquids | IC | 1.8 | N | Electric Utility | DFO | petroleum | TRUE
7854 | Petroleum Liquids | IC | 1.8 | N | Electric Utility | DFO | petroleum | TRUE
7855 | Onshore Wind Turbine | WT | 0.7 | N | Electric Utility | WND | onshore wind | TRUE
7855 | Onshore Wind Turbine | WT | 0.7 | N | Electric Utility | WND | onshore wind | TRUE
7856 | Petroleum Liquids | IC | 1.8 | N | Electric Utility | DFO | petroleum | TRUE
7856 | Petroleum Liquids | IC | 1.8 | N | Electric Utility | DFO | petroleum | TRUE
7856 | Petroleum Liquids | IC | 2.2 | N | Electric Utility | DFO | petroleum | TRUE
7856 | Petroleum Liquids | IC | 2.2 | N | Electric Utility | DFO | petroleum | TRUE
7857 | Petroleum Liquids | IC | 1.7 | N | Electric Utility | DFO | petroleum | TRUE
7857 | Petroleum Liquids | IC | 2.3 | N | Electric Utility | DFO | petroleum | TRUE
7858 | Natural Gas Fired Combustion Turbine | GT | 55 | N | IPP Non-CHP | NG | natural gas peaker | TRUE
7858 | Natural Gas Fired Combustion Turbine | GT | 55 | N | IPP Non-CHP | NG | natural gas peaker | TRUE
7858 | Natural Gas Fired Combustion Turbine | GT | 55 | N | IPP Non-CHP | NG | natural gas peaker | TRUE
7858 | Natural Gas Fired Combustion Turbine | GT | 37 | N | IPP Non-CHP | NG | natural gas peaker | TRUE
7858 | Natural Gas Fired Combustion Turbine | GT | 37 | N | IPP Non-CHP | NG | natural gas peaker | TRUE
7860 | Petroleum Liquids | IC | 1.8 | N | Electric Utility | DFO | petroleum | TRUE
7860 | Petroleum Liquids | IC | 1.8 | N | Electric Utility | DFO | petroleum | TRUE
7862 | Conventional Hydroelectric | HY | 2.8 | N | Electric Utility | WAT | hydro | TRUE
7862 | Conventional Hydroelectric | HY | 2.8 | N | Electric Utility | WAT | hydro | TRUE
7863 | Natural Gas Fired Combustion Turbine | GT | 34.5 | N | Electric Utility | NG | natural gas peaker | TRUE
7863 | Natural Gas Fired Combustion Turbine | GT | 34.9 | N | Electric Utility | NG | natural gas peaker | TRUE
7865 | Petroleum Liquids | IC | 1.8 | N | Electric Utility | DFO | petroleum | TRUE
7867 | Conventional Hydroelectric | HY | 10 | N | Electric Utility | WAT | hydro | TRUE
7867 | Conventional Hydroelectric | HY | 21 | N | Electric Utility | WAT | hydro | TRUE
7869 | Petroleum Liquids | GT | 12.6 | N | Electric Utility | DFO | petroleum | TRUE
7869 | Natural Gas Fired Combustion Turbine | GT | 40 | N | Electric Utility | NG | natural gas peaker | TRUE
7869 | Natural Gas Fired Combustion Turbine | GT | 40 | N | Electric Utility | NG | natural gas peaker | TRUE
7870 | Natural Gas Fired Combined Cycle | CT | 34.5 | N | Electric Utility | NG | natural gas nonpeaker | TRUE
7870 | Natural Gas Fired Combined Cycle | CT | 34.5 | N | Electric Utility | NG | natural gas nonpeaker | TRUE
7870 | Natural Gas Fired Combined Cycle | CT | 34.5 | N | Electric Utility | NG | natural gas nonpeaker | TRUE
7870 | Natural Gas Fired Combined Cycle | CA | 55.9 | N | Electric Utility | NG | natural gas nonpeaker | TRUE
7872 | Natural Gas Fired Combustion Turbine | GT | 145 | N | Electric Utility | NG | natural gas peaker | TRUE
7872 | Natural Gas Fired Combustion Turbine | GT | 145 | N | Electric Utility | NG | natural gas peaker | TRUE
7872 | Natural Gas Fired Combustion Turbine | GT | 145 | N | Electric Utility | NG | natural gas peaker | TRUE
7873 | Natural Gas Fired Combined Cycle | CT | 156 | N | Electric Utility | NG | natural gas nonpeaker | TRUE
7873 | Natural Gas Fired Combined Cycle | CT | 156 | N | Electric Utility | NG | natural gas nonpeaker | TRUE
7873 | Natural Gas Fired Combined Cycle | CT | 156 | N | Electric Utility | NG | natural gas nonpeaker | TRUE
7873 | Natural Gas Fired Combined Cycle | CA | 233 | N | Electric Utility | NG | natural gas nonpeaker | TRUE
7873 | Natural Gas Fired Combined Cycle | CT | 156 | N | Electric Utility | NG | natural gas nonpeaker | TRUE
7873 | Natural Gas Fired Combined Cycle | CT | 156 | N | Electric Utility | NG | natural gas nonpeaker | TRUE
7873 | Natural Gas Fired Combined Cycle | CT | 156 | N | Electric Utility | NG | natural gas nonpeaker | TRUE
7873 | Natural Gas Fired Combined Cycle | CT | 156 | N | Electric Utility | NG | natural gas nonpeaker | TRUE
7873 | Natural Gas Fired Combined Cycle | CA | 305 | N | Electric Utility | NG | natural gas nonpeaker | TRUE
7873 | Natural Gas Fired Combustion Turbine | GT | 56 | N | Electric Utility | NG | natural gas peaker | TRUE
7873 | Natural Gas Fired Combustion Turbine | GT | 56 | N | Electric Utility | NG | natural gas peaker | TRUE
7873 | Natural Gas Fired Combustion Turbine | GT | 56 | N | Electric Utility | NG | natural gas peaker | TRUE
7873 | Natural Gas Fired Combustion Turbine | GT | 56 | N | Electric Utility | NG | natural gas peaker | TRUE
7874 | Petroleum Liquids | IC | 1.8 | N | Electric Utility | DFO | petroleum | TRUE
7874 | Petroleum Liquids | IC | 1.8 | N | Electric Utility | DFO | petroleum | TRUE
7878 | Petroleum Liquids | IC | 1 | N | Electric Utility | DFO | petroleum | TRUE
7883 | Petroleum Liquids | IC | 1.8 | N | Electric Utility | DFO | petroleum | TRUE
7883 | Petroleum Liquids | IC | 1.8 | N | Electric Utility | DFO | petroleum | TRUE
7883 | Petroleum Liquids | IC | 1.8 | N | Electric Utility | DFO | petroleum | TRUE
7883 | Petroleum Liquids | IC | 1.8 | N | Electric Utility | DFO | petroleum | TRUE
7883 | Petroleum Liquids | IC | 1.8 | N | Electric Utility | DFO | petroleum | TRUE
7883 | Petroleum Liquids | IC | 1.8 | N | Electric Utility | DFO | petroleum | TRUE
7883 | Petroleum Liquids | IC | 1.8 | N | Electric Utility | DFO | petroleum | TRUE
7883 | Petroleum Liquids | IC | 1.8 | N | Electric Utility | DFO | petroleum | TRUE
7883 | Petroleum Liquids | IC | 1.8 | N | Electric Utility | DFO | petroleum | TRUE
7883 | Petroleum Liquids | IC | 1.8 | N | Electric Utility | DFO | petroleum | TRUE
7883 | Petroleum Liquids | IC | 1.8 | N | Electric Utility | DFO | petroleum | TRUE
7884 | Petroleum Liquids | IC | 1.5 | N | Commercial Non-CHP | DFO | petroleum | FALSE
7886 | Onshore Wind Turbine | WT | 0.9 | N | Electric Utility | WND | onshore wind | TRUE
7887 | Natural Gas Fired Combined Cycle | CA | 28.6 | N | Electric Utility | NG | natural gas nonpeaker | TRUE
7887 | Natural Gas Fired Combined Cycle | CT | 47 | N | Electric Utility | NG | natural gas nonpeaker | TRUE
7887 | Natural Gas Fired Combined Cycle | CT | 47 | N | Electric Utility | NG | natural gas nonpeaker | TRUE
7887 | Natural Gas Fired Combustion Turbine | GT | 47 | N | Electric Utility | NG | natural gas peaker | TRUE
7887 | Petroleum Liquids | IC | 1.8 | N | Electric Utility | DFO | petroleum | TRUE
7887 | Landfill Gas | IC | 1.6 | N | Electric Utility | LFG | biomass | TRUE
7887 | Landfill Gas | IC | 1.6 | N | Electric Utility | LFG | biomass | TRUE
7887 | Landfill Gas | IC | 1.6 | N | Electric Utility | LFG | biomass | TRUE
7897 | Natural Gas Fired Combined Cycle | CT | 638.2 | N | IPP Non-CHP | NG | natural gas nonpeaker | TRUE
7897 | Natural Gas Fired Combined Cycle | CT |  | N | IPP Non-CHP | NG | natural gas nonpeaker | TRUE
7897 | Natural Gas Fired Combined Cycle | CT | 635.6 | N | IPP Non-CHP | NG | natural gas nonpeaker | TRUE
7897 | Natural Gas Fired Combined Cycle | CT |  | N | IPP Non-CHP | NG | natural gas nonpeaker | TRUE
7897 | Natural Gas Fired Combined Cycle | CA |  | N | IPP Non-CHP | NG | natural gas nonpeaker | TRUE
7897 | Natural Gas Fired Combined Cycle | CA |  | N | IPP Non-CHP | NG | natural gas nonpeaker | TRUE
7898 | Petroleum Liquids | IC | 1 | N | Electric Utility | DFO | petroleum | TRUE
7900 | Natural Gas Fired Combined Cycle | CT | 161 | N | Electric Utility | NG | natural gas nonpeaker | TRUE
7900 | Natural Gas Fired Combined Cycle | CA | 151 | N | Electric Utility | NG | natural gas nonpeaker | TRUE
7900 | Natural Gas Fired Combustion Turbine | GT | 47.3 | N | Electric Utility | NG | natural gas peaker | TRUE
7900 | Natural Gas Fired Combustion Turbine | GT | 47.3 | N | Electric Utility | NG | natural gas peaker | TRUE
7900 | Natural Gas Fired Combustion Turbine | GT | 47.3 | N | Electric Utility | NG | natural gas peaker | TRUE
7900 | Natural Gas Fired Combustion Turbine | GT | 47.3 | N | Electric Utility | NG | natural gas peaker | TRUE
7900 | Natural Gas Fired Combustion Turbine | GT | 47.3 | N | Electric Utility | NG | natural gas peaker | TRUE
7900 | Natural Gas Fired Combustion Turbine | GT | 47.3 | N | Electric Utility | NG | natural gas peaker | TRUE
7901 | Onshore Wind Turbine | WT | 0.1 | N | Electric Utility | WND | onshore wind | TRUE
7901 | Onshore Wind Turbine | WT | 0.1 | N | Electric Utility | WND | onshore wind | TRUE
7902 | Conventional Steam Coal | ST | 721 | N | Electric Utility | LIG | lignite | TRUE
7903 | Natural Gas Fired Combustion Turbine | GT | 50 | N | Electric Utility | NG | natural gas peaker | TRUE
7903 | Natural Gas Fired Combustion Turbine | GT | 50 | N | Electric Utility | NG | natural gas peaker | TRUE
7907 | Conventional Hydroelectric | HY | 55 | N | Electric Utility | WAT | hydro | TRUE
7907 | Conventional Hydroelectric | HY | 55 | N | Electric Utility | WAT | hydro | TRUE
7907 | Conventional Hydroelectric | HY | 55 | N | Electric Utility | WAT | hydro | TRUE
7909 | Natural Gas Fired Combustion Turbine | GT | 40 | N | Electric Utility | NG | natural gas peaker | TRUE
7909 | Natural Gas Fired Combustion Turbine | GT | 39.9 | N | Electric Utility | NG | natural gas peaker | TRUE
7910 | Natural Gas Fired Combustion Turbine | GT | 40 | N | Electric Utility | NG | natural gas peaker | TRUE
7910 | Natural Gas Fired Combustion Turbine | GT | 39.9 | N | Electric Utility | NG | natural gas peaker | TRUE
7911 | Conventional Hydroelectric | HY | 11.5 | N | Electric Utility | WAT | hydro | TRUE
7912 | Natural Gas Fired Combustion Turbine | GT | 47 | N | Electric Utility | NG | natural gas peaker | TRUE
7913 | Natural Gas Fired Combustion Turbine | GT | 40 | N | Electric Utility | NG | natural gas peaker | TRUE
7913 | Natural Gas Fired Combustion Turbine | GT | 39.9 | N | Electric Utility | NG | natural gas peaker | TRUE
7914 | Natural Gas Fired Combustion Turbine | GT | 39.9 | N | Electric Utility | NG | natural gas peaker | TRUE
7914 | Natural Gas Fired Combustion Turbine | GT | 40 | N | Electric Utility | NG | natural gas peaker | TRUE
7915 | Natural Gas Fired Combustion Turbine | GT | 45.1 | N | Electric Utility | NG | natural gas peaker | TRUE
7916 | Natural Gas Fired Combustion Turbine | GT | 97 | N | Electric Utility | NG | natural gas peaker | TRUE
7916 | Natural Gas Fired Combustion Turbine | GT | 95.8 | N | Electric Utility | NG | natural gas peaker | TRUE
7916 | Natural Gas Fired Combustion Turbine | GT | 94.7 | N | Electric Utility | NG | natural gas peaker | TRUE
7916 | Natural Gas Fired Combustion Turbine | GT | 97.3 | N | Electric Utility | NG | natural gas peaker | TRUE
7916 | Natural Gas Fired Combustion Turbine | GT | 96.5 | N | Electric Utility | NG | natural gas peaker | TRUE
7916 | Natural Gas Fired Combustion Turbine | GT | 95.3 | N | Electric Utility | NG | natural gas peaker | TRUE
7917 | Natural Gas Fired Combined Cycle | CT | 143.2 | N | Electric Utility | NG | natural gas nonpeaker | TRUE
7917 | Natural Gas Fired Combined Cycle | CT | 143.6 | N | Electric Utility | NG | natural gas nonpeaker | TRUE
7917 | Natural Gas Fired Combined Cycle | CA | 158.7 | N | Electric Utility | NG | natural gas nonpeaker | TRUE
7918 | Petroleum Liquids | IC | 1.8 | N | Electric Utility | DFO | petroleum | TRUE
7918 | Petroleum Liquids | IC | 1.8 | N | Electric Utility | DFO | petroleum | TRUE
7918 | Petroleum Liquids | IC | 1.8 | N | Electric Utility | DFO | petroleum | TRUE
7919 | Petroleum Liquids | IC | 1.8 | N | Electric Utility | DFO | petroleum | TRUE
7919 | Petroleum Liquids | IC | 1.8 | N | Electric Utility | DFO | petroleum | TRUE
7919 | Petroleum Liquids | IC | 1.8 | N | Electric Utility | DFO | petroleum | TRUE
7920 | Petroleum Liquids | IC | 1.8 | N | Electric Utility | DFO | petroleum | TRUE
7921 | Petroleum Liquids | IC | 1.2 | N | Electric Utility | DFO | petroleum | TRUE
7921 | Petroleum Liquids | IC | 1.3 | N | Electric Utility | DFO | petroleum | TRUE
7921 | Petroleum Liquids | IC | 1.3 | N | Electric Utility | DFO | petroleum | TRUE
7921 | Petroleum Liquids | IC | 1.3 | N | Electric Utility | DFO | petroleum | TRUE
7922 | Petroleum Liquids | IC | 1.8 | N | Electric Utility | DFO | petroleum | TRUE
7924 | Petroleum Liquids | IC | 0.9 | N | Electric Utility | DFO | petroleum | TRUE
7924 | Petroleum Liquids | IC | 0.9 | N | Electric Utility | DFO | petroleum | TRUE
7924 | Petroleum Liquids | IC | 0.9 | N | Electric Utility | DFO | petroleum | TRUE
7924 | Petroleum Liquids | IC | 0.9 | N | Electric Utility | DFO | petroleum | TRUE
7925 | Natural Gas Fired Combustion Turbine | GT | 86.2 | N | Electric Utility | NG | natural gas peaker | TRUE
7925 | Natural Gas Fired Combustion Turbine | GT | 85.7 | N | Electric Utility | NG | natural gas peaker | TRUE
7925 | Natural Gas Fired Combustion Turbine | GT | 84.8 | N | Electric Utility | NG | natural gas peaker | TRUE
7925 | Natural Gas Fired Combustion Turbine | GT | 84.9 | N | Electric Utility | NG | natural gas peaker | TRUE
7925 | Natural Gas Fired Combustion Turbine | GT | 86.4 | N | Electric Utility | NG | natural gas peaker | TRUE
7925 | Natural Gas Fired Combustion Turbine | GT | 85.6 | N | Electric Utility | NG | natural gas peaker | TRUE
7925 | Petroleum Liquids | IC | 2 | N | Electric Utility | DFO | petroleum | TRUE
7926 | Petroleum Liquids | IC | 1.8 | N | Electric Utility | DFO | petroleum | TRUE
7926 | Petroleum Liquids | IC | 1.8 | N | Electric Utility | DFO | petroleum | TRUE
7927 | Onshore Wind Turbine | WT | 0.7 | N | Electric Utility | WND | onshore wind | TRUE
7927 | Onshore Wind Turbine | WT | 0.7 | N | Electric Utility | WND | onshore wind | TRUE
7927 | Onshore Wind Turbine | WT | 0.7 | N | Electric Utility | WND | onshore wind | TRUE
7928 | Natural Gas Fired Combustion Turbine | GT | 77.3 | N | Electric Utility | NG | natural gas peaker | TRUE
7929 | Natural Gas Fired Combustion Turbine | GT | 75.3 | N | Electric Utility | NG | natural gas peaker | TRUE
7929 | Natural Gas Fired Combustion Turbine | GT | 78.1 | N | Electric Utility | NG | natural gas peaker | TRUE
7929 | Natural Gas Fired Combustion Turbine | GT | 78.6 | N | Electric Utility | NG | natural gas peaker | TRUE
7929 | Natural Gas Fired Combustion Turbine | GT | 79.1 | N | Electric Utility | NG | natural gas peaker | TRUE
7930 | Natural Gas Fired Combustion Turbine | GT | 6 | Y | Electric Utility | NG | natural gas peaker | TRUE
7930 | Natural Gas Fired Combustion Turbine | GT | 6 | Y | Electric Utility | NG | natural gas peaker | TRUE
7931 | Natural Gas Fired Combined Cycle | CT | 149 | N | Electric Utility | NG | natural gas nonpeaker | TRUE
7931 | Natural Gas Fired Combined Cycle | CA | 93.7 | N | Electric Utility | NG | natural gas nonpeaker | TRUE
7932 | Natural Gas Fired Combustion Turbine | GT | 20.2 | N | Electric Utility | NG | natural gas peaker | TRUE
7932 | Natural Gas Fired Combustion Turbine | GT | 20.2 | N | Electric Utility | NG | natural gas peaker | TRUE
7932 | Natural Gas Fired Combustion Turbine | GT | 20.2 | N | Electric Utility | NG | natural gas peaker | TRUE
7934 | Petroleum Liquids | IC | 1.8 | N | Electric Utility | DFO | petroleum | TRUE
7934 | Petroleum Liquids | IC | 1.8 | N | Electric Utility | DFO | petroleum | TRUE
7934 | Petroleum Liquids | IC | 1.8 | N | Electric Utility | DFO | petroleum | TRUE
7934 | Petroleum Liquids | IC | 1.8 | N | Electric Utility | DFO | petroleum | TRUE
7934 | Petroleum Liquids | IC | 1.8 | N | Electric Utility | DFO | petroleum | TRUE
7934 | Petroleum Liquids | IC | 2.2 | N | Electric Utility | DFO | petroleum | TRUE
7934 | Petroleum Liquids | IC | 2.2 | N | Electric Utility | DFO | petroleum | TRUE
7935 | Petroleum Liquids | IC | 1.8 | N | Electric Utility | DFO | petroleum | TRUE
7935 | Petroleum Liquids | IC | 1.8 | N | Electric Utility | DFO | petroleum | TRUE
7935 | Petroleum Liquids | IC | 1.8 | N | Electric Utility | DFO | petroleum | TRUE
7935 | Petroleum Liquids | IC | 1.8 | N | Electric Utility | DFO | petroleum | TRUE
7935 | Petroleum Liquids | IC | 2 | N | Electric Utility | DFO | petroleum | TRUE
7935 | Petroleum Liquids | IC | 2 | N | Electric Utility | DFO | petroleum | TRUE
7935 | Petroleum Liquids | IC | 2 | N | Electric Utility | DFO | petroleum | TRUE
7936 | Onshore Wind Turbine | WT | 95 | N | Electric Utility | WND | onshore wind | TRUE
7940 | Petroleum Liquids | IC | 2 | N | Electric Utility | DFO | petroleum | TRUE
7940 | Petroleum Liquids | IC | 2 | N | Electric Utility | DFO | petroleum | TRUE
7941 | Petroleum Liquids | IC | 2 | N | Electric Utility | DFO | petroleum | TRUE
7941 | Petroleum Liquids | IC | 2 | N | Electric Utility | DFO | petroleum | TRUE
7942 | Conventional Hydroelectric | HY | 3.3 | N | Electric Utility | WAT | hydro | TRUE
7942 | Conventional Hydroelectric | HY | 3.3 | N | Electric Utility | WAT | hydro | TRUE
7942 | Conventional Hydroelectric | HY | 3.3 | N | Electric Utility | WAT | hydro | TRUE
7942 | Conventional Hydroelectric | HY | 3.3 | N | Electric Utility | WAT | hydro | TRUE
7942 | Conventional Hydroelectric | HY | 3.3 | N | Electric Utility | WAT | hydro | TRUE
7942 | Conventional Hydroelectric | HY | 3.3 | N | Electric Utility | WAT | hydro | TRUE
7942 | Conventional Hydroelectric | HY | 3.3 | N | Electric Utility | WAT | hydro | TRUE
7942 | Conventional Hydroelectric | HY | 3.3 | N | Electric Utility | WAT | hydro | TRUE
7942 | Conventional Hydroelectric | HY | 3.3 | N | Electric Utility | WAT | hydro | TRUE
7946 | Natural Gas Fired Combined Cycle | CT | 146.1 | N | Electric Utility | NG | natural gas nonpeaker | TRUE
7946 | Natural Gas Fired Combined Cycle | CT | 145.2 | N | Electric Utility | NG | natural gas nonpeaker | TRUE
7946 | Natural Gas Fired Combined Cycle | CA | 202.1 | N | Electric Utility | NG | natural gas nonpeaker | TRUE
7947 | Natural Gas Fired Combustion Turbine | GT | 41.9 | N | Electric Utility | NG | natural gas peaker | TRUE
7947 | Petroleum Liquids | IC | 1.3 | N | Electric Utility | DFO | petroleum | TRUE
7948 | Natural Gas Fired Combustion Turbine | GT | 43.5 | N | Electric Utility | NG | natural gas peaker | TRUE
7948 | Natural Gas Fired Combustion Turbine | GT | 45.5 | N | Electric Utility | NG | natural gas peaker | TRUE
7948 | Natural Gas Fired Combustion Turbine | GT | 44 | N | Electric Utility | NG | natural gas peaker | TRUE
7948 | Natural Gas Fired Combustion Turbine | GT | 43.9 | N | Electric Utility | NG | natural gas peaker | TRUE
7948 | Natural Gas Fired Combustion Turbine | GT | 44.8 | N | Electric Utility | NG | natural gas peaker | TRUE
7948 | Natural Gas Fired Combustion Turbine | GT | 42.4 | N | Electric Utility | NG | natural gas peaker | TRUE
7953 | Natural Gas Fired Combustion Turbine | GT | 171 | N | Electric Utility | NG | natural gas peaker | TRUE
7953 | Natural Gas Fired Combustion Turbine | GT | 45.4 | N | Electric Utility | NG | natural gas peaker | TRUE
7953 | Natural Gas Fired Combustion Turbine | GT | 45.1 | N | Electric Utility | NG | natural gas peaker | TRUE
7954 | Petroleum Liquids | GT | 22 | N | Electric Utility | DFO | petroleum | TRUE
7954 | Petroleum Liquids | GT | 22 | N | Electric Utility | DFO | petroleum | TRUE
7955 | Landfill Gas | IC | 0.8 | N | Electric Utility | LFG | biomass | TRUE
7955 | Landfill Gas | IC | 0.8 | N | Electric Utility | LFG | biomass | TRUE
7955 | Landfill Gas | IC | 0.8 | N | Electric Utility | LFG | biomass | TRUE
7955 | Landfill Gas | IC | 0.8 | N | Electric Utility | LFG | biomass | TRUE
7955 | Landfill Gas | IC | 0.8 | N | Electric Utility | LFG | biomass | TRUE
7955 | Landfill Gas | IC | 0.8 | N | Electric Utility | LFG | biomass | TRUE
7955 | Landfill Gas | IC | 0.8 | N | Electric Utility | LFG | biomass | TRUE
7955 | Landfill Gas | IC | 0.8 | N | Electric Utility | LFG | biomass | TRUE
7957 | Petroleum Liquids | IC | 2.4 | N | Electric Utility | DFO | petroleum | TRUE
7958 | Landfill Gas | IC | 1.1 | N | Electric Utility | LFG | biomass | TRUE
7958 | Landfill Gas | IC | 1.1 | N | Electric Utility | LFG | biomass | TRUE
7958 | Landfill Gas | IC | 1.1 | N | Electric Utility | LFG | biomass | TRUE
7960 | Natural Gas Fired Combustion Turbine | GT | 73.3 | N | Electric Utility | NG | natural gas peaker | TRUE
7960 | Natural Gas Fired Combustion Turbine | GT | 73.3 | N | Electric Utility | NG | natural gas peaker | TRUE
7960 | Natural Gas Fired Combustion Turbine | GT | 73.3 | N | Electric Utility | NG | natural gas peaker | TRUE
7960 | Natural Gas Fired Combustion Turbine | GT | 73.3 | N | Electric Utility | NG | natural gas peaker | TRUE
7962 | Natural Gas Fired Combustion Turbine | GT | 48 | N | Electric Utility | NG | natural gas peaker | TRUE
7962 | Natural Gas Fired Combustion Turbine | GT | 50 | N | Electric Utility | NG | natural gas peaker | TRUE
7964 | Natural Gas Fired Combustion Turbine | GT | 47 | N | Electric Utility | NG | natural gas peaker | TRUE
7964 | Natural Gas Fired Combustion Turbine | GT | 47 | N | Electric Utility | NG | natural gas peaker | TRUE
7964 | Natural Gas Fired Combustion Turbine | GT | 47 | N | Electric Utility | NG | natural gas peaker | TRUE
7964 | Natural Gas Fired Combustion Turbine | GT | 47 | N | Electric Utility | NG | natural gas peaker | TRUE
7965 | Onshore Wind Turbine | WT | 0.7 | N | Electric Utility | WND | onshore wind | TRUE
7965 | Onshore Wind Turbine | WT | 0.7 | N | Electric Utility | WND | onshore wind | TRUE
7966 | Onshore Wind Turbine | WT | 2.3 | N | Electric Utility | WND | onshore wind | TRUE
7967 | Natural Gas Fired Combustion Turbine | GT | 37 | N | Electric Utility | NG | natural gas peaker | TRUE
7967 | Natural Gas Fired Combustion Turbine | GT | 37 | N | Electric Utility | NG | natural gas peaker | TRUE
7971 | Petroleum Liquids | IC | 1.8 | N | Electric Utility | DFO | petroleum | TRUE
7971 | Petroleum Liquids | IC | 1.8 | N | Electric Utility | DFO | petroleum | TRUE
7971 | Petroleum Liquids | IC | 1.8 | N | Electric Utility | DFO | petroleum | TRUE
7971 | Petroleum Liquids | IC | 1.8 | N | Electric Utility | DFO | petroleum | TRUE
7971 | Petroleum Liquids | IC | 1.8 | N | Electric Utility | DFO | petroleum | TRUE
7971 | Petroleum Liquids | IC | 1.8 | N | Electric Utility | DFO | petroleum | TRUE
7971 | Petroleum Liquids | IC | 1.8 | N | Electric Utility | DFO | petroleum | TRUE
7971 | Petroleum Liquids | IC | 1.8 | N | Electric Utility | DFO | petroleum | TRUE
7971 | Petroleum Liquids | IC | 1.8 | N | Electric Utility | DFO | petroleum | TRUE
7971 | Petroleum Liquids | IC | 1.8 | N | Electric Utility | DFO | petroleum | TRUE
7971 | Petroleum Liquids | IC | 1.8 | N | Electric Utility | DFO | petroleum | TRUE
7971 | Petroleum Liquids | IC | 1.8 | N | Electric Utility | DFO | petroleum | TRUE
7971 | Petroleum Liquids | IC | 1.8 | N | Electric Utility | DFO | petroleum | TRUE
7971 | Petroleum Liquids | IC | 1.8 | N | Electric Utility | DFO | petroleum | TRUE
7972 | Natural Gas Fired Combustion Turbine | GT | 77 | N | Electric Utility | NG | natural gas peaker | TRUE
7972 | Natural Gas Fired Combustion Turbine | GT | 77.5 | N | Electric Utility | NG | natural gas peaker | TRUE
7972 | Natural Gas Fired Combustion Turbine | GT | 76.6 | N | Electric Utility | NG | natural gas peaker | TRUE
7972 | Natural Gas Fired Combustion Turbine | GT | 77.3 | N | Electric Utility | NG | natural gas peaker | TRUE
7973 | Petroleum Liquids | IC | 2 | N | Electric Utility | DFO | petroleum | TRUE
7973 | Petroleum Liquids | IC | 2 | N | Electric Utility | DFO | petroleum | TRUE
7973 | Petroleum Liquids | IC | 2 | N | Electric Utility | DFO | petroleum | TRUE
7973 | Petroleum Liquids | IC | 2 | N | Electric Utility | DFO | petroleum | TRUE
7973 | Petroleum Liquids | IC | 2 | N | Electric Utility | DFO | petroleum | TRUE
7973 | Petroleum Liquids | IC | 2 | N | Electric Utility | DFO | petroleum | TRUE
7973 | Petroleum Liquids | IC | 2 | N | Electric Utility | DFO | petroleum | TRUE
7973 | Petroleum Liquids | IC | 2 | N | Electric Utility | DFO | petroleum | TRUE
7973 | Petroleum Liquids | IC | 2 | N | Electric Utility | DFO | petroleum | TRUE
7973 | Petroleum Liquids | IC | 2 | N | Electric Utility | DFO | petroleum | TRUE
7974 | Onshore Wind Turbine | WT | 1.3 | N | Electric Utility | WND | onshore wind | TRUE
7974 | Onshore Wind Turbine | WT | 1.3 | N | Electric Utility | WND | onshore wind | TRUE
7975 | Natural Gas Fired Combustion Turbine | GT | 39.5 | N | Electric Utility | NG | natural gas peaker | TRUE
7975 | Natural Gas Fired Combustion Turbine | GT | 39.5 | N | Electric Utility | NG | natural gas peaker | TRUE
7975 | Natural Gas Fired Combustion Turbine | GT | 39.5 | N | Electric Utility | NG | natural gas peaker | TRUE
7975 | Natural Gas Fired Combustion Turbine | GT | 39.5 | N | Electric Utility | NG | natural gas peaker | TRUE
7976 | Petroleum Liquids | IC | 3.8 | N | Electric Utility | DFO | petroleum | TRUE
7976 | Petroleum Liquids | IC | 3.8 | N | Electric Utility | DFO | petroleum | TRUE
7976 | Petroleum Liquids | IC | 1 | N | Electric Utility | DFO | petroleum | TRUE
7977 | Petroleum Liquids | IC | 2 | N | Electric Utility | DFO | petroleum | TRUE
7977 | Petroleum Liquids | IC | 2 | N | Electric Utility | DFO | petroleum | TRUE
7977 | Petroleum Liquids | IC | 2 | N | Electric Utility | DFO | petroleum | TRUE
7981 | Natural Gas Fired Combustion Turbine | GT | 74.4 | N | Electric Utility | NG | natural gas peaker | TRUE
7981 | Natural Gas Fired Combustion Turbine | GT | 74.4 | N | Electric Utility | NG | natural gas peaker | TRUE
7981 | Natural Gas Fired Combustion Turbine | GT | 74.4 | N | Electric Utility | NG | natural gas peaker | TRUE
7981 | Natural Gas Fired Combustion Turbine | GT | 74.4 | N | Electric Utility | NG | natural gas peaker | TRUE
7981 | Natural Gas Fired Combustion Turbine | GT | 74.4 | N | Electric Utility | NG | natural gas peaker | TRUE
7981 | Natural Gas Fired Combustion Turbine | GT | 74.4 | N | Electric Utility | NG | natural gas peaker | TRUE
7981 | Natural Gas Fired Combustion Turbine | GT | 74.4 | N | Electric Utility | NG | natural gas peaker | TRUE
7981 | Natural Gas Fired Combustion Turbine | GT | 74.4 | N | Electric Utility | NG | natural gas peaker | TRUE
7982 | Petroleum Liquids | IC | 2 | N | Electric Utility | DFO | petroleum | TRUE
7982 | Petroleum Liquids | IC | 2 | N | Electric Utility | DFO | petroleum | TRUE
7982 | Petroleum Liquids | IC | 2.2 | N | Electric Utility | DFO | petroleum | TRUE
7984 | Natural Gas Fired Combustion Turbine | GT | 45 | N | Electric Utility | NG | natural gas peaker | TRUE
7985 | Natural Gas Fired Combined Cycle | CT | 159.1 | N | Electric Utility | NG | natural gas nonpeaker | TRUE
7985 | Natural Gas Fired Combined Cycle | CT | 156.9 | N | Electric Utility | NG | natural gas nonpeaker | TRUE
7985 | Natural Gas Fired Combined Cycle | CA | 176.6 | N | Electric Utility | NG | natural gas nonpeaker | TRUE
7987 | Natural Gas Fired Combustion Turbine | GT | 48 | N | Electric Utility | NG | natural gas peaker | TRUE
7988 | Natural Gas Fired Combustion Turbine | GT | 75 | N | Electric Utility | NG | natural gas peaker | TRUE
7988 | Natural Gas Fired Combustion Turbine | GT | 75 | N | Electric Utility | NG | natural gas peaker | TRUE
7988 | Natural Gas Fired Combustion Turbine | GT | 75 | N | Electric Utility | NG | natural gas peaker | TRUE
7989 | Natural Gas Fired Combustion Turbine | GT | 43 | N | Electric Utility | NG | natural gas peaker | TRUE
7989 | Natural Gas Fired Combustion Turbine | GT | 43 | N | Electric Utility | NG | natural gas peaker | TRUE
7989 | Natural Gas Fired Combustion Turbine | GT | 43 | N | Electric Utility | NG | natural gas peaker | TRUE
7990 | Petroleum Liquids | IC | 1.8 | N | Electric Utility | DFO | petroleum | TRUE
7990 | Petroleum Liquids | IC | 1.8 | N | Electric Utility | DFO | petroleum | TRUE
7990 | Petroleum Liquids | IC | 1.8 | N | Electric Utility | DFO | petroleum | TRUE
7990 | Petroleum Liquids | IC | 1.8 | N | Electric Utility | DFO | petroleum | TRUE
7991 | Natural Gas Fired Combined Cycle | CT | 31.5 | Y | Electric Utility | NG | natural gas nonpeaker | TRUE
7991 | Natural Gas Fired Combined Cycle | CT | 32.9 | Y | Electric Utility | NG | natural gas nonpeaker | TRUE
7991 | Natural Gas Fired Combined Cycle | CA | 55.3 | Y | Electric Utility | NG | natural gas nonpeaker | TRUE
7995 | Petroleum Liquids | IC | 2.5 | N | Electric Utility | DFO | petroleum | TRUE
7995 | Petroleum Liquids | IC | 2.5 | N | Electric Utility | DFO | petroleum | TRUE
7995 | Petroleum Liquids | IC | 2.5 | N | Electric Utility | DFO | petroleum | TRUE
7995 | Petroleum Liquids | IC | 2.5 | N | Electric Utility | DFO | petroleum | TRUE
7997 | Petroleum Liquids | IC | 2.5 | N | Electric Utility | DFO | petroleum | TRUE
7997 | Petroleum Liquids | IC | 2.5 | N | Electric Utility | DFO | petroleum | TRUE
7997 | Petroleum Liquids | IC | 2.5 | N | Electric Utility | DFO | petroleum | TRUE
7997 | Petroleum Liquids | IC | 2.5 | N | Electric Utility | DFO | petroleum | TRUE
7997 | Petroleum Liquids | IC | 2.5 | N | Electric Utility | DFO | petroleum | TRUE
7997 | Petroleum Liquids | IC | 2.5 | N | Electric Utility | DFO | petroleum | TRUE
7997 | Petroleum Liquids | IC | 2.5 | N | Electric Utility | DFO | petroleum | TRUE
7997 | Petroleum Liquids | IC | 2.5 | N | Electric Utility | DFO | petroleum | TRUE
7997 | Petroleum Liquids | IC | 2.5 | N | Electric Utility | DFO | petroleum | TRUE
7997 | Petroleum Liquids | IC | 2.5 | N | Electric Utility | DFO | petroleum | TRUE
7997 | Petroleum Liquids | IC | 2.5 | N | Electric Utility | DFO | petroleum | TRUE
7997 | Petroleum Liquids | IC | 2.5 | N | Electric Utility | DFO | petroleum | TRUE
7997 | Petroleum Liquids | IC | 2.5 | N | Electric Utility | DFO | petroleum | TRUE
7997 | Petroleum Liquids | IC | 2.5 | N | Electric Utility | DFO | petroleum | TRUE
7997 | Petroleum Liquids | IC | 2.5 | N | Electric Utility | DFO | petroleum | TRUE
7997 | Petroleum Liquids | IC | 2.5 | N | Electric Utility | DFO | petroleum | TRUE
7997 | Petroleum Liquids | IC | 2.5 | N | Electric Utility | DFO | petroleum | TRUE
7997 | Petroleum Liquids | IC | 2.5 | N | Electric Utility | DFO | petroleum | TRUE
7997 | Petroleum Liquids | IC | 2.5 | N | Electric Utility | DFO | petroleum | TRUE
7997 | Petroleum Liquids | IC | 2.5 | N | Electric Utility | DFO | petroleum | TRUE
7999 | Natural Gas Fired Combined Cycle | CT | 165 | N | IPP Non-CHP | NG | natural gas nonpeaker | TRUE
7999 | Natural Gas Fired Combined Cycle | CT | 172 | N | IPP Non-CHP | NG | natural gas nonpeaker | TRUE
7999 | Natural Gas Fired Combined Cycle | CA | 300 | N | IPP Non-CHP | NG | natural gas nonpeaker | TRUE
8000 | Natural Gas Fired Combined Cycle | CT | 69 | N | Electric Utility | NG | natural gas nonpeaker | TRUE
8000 | Natural Gas Fired Combined Cycle | CT | 68 | N | Electric Utility | NG | natural gas nonpeaker | TRUE
8000 | Natural Gas Fired Combined Cycle | CA | 83 | N | Electric Utility | NG | natural gas nonpeaker | TRUE
8002 | Petroleum Liquids | ST | 400.2 | N | Electric Utility | RFO | petroleum | TRUE
8004 | Conventional Hydroelectric | HY | 11.2 | N | IPP Non-CHP | WAT | hydro | TRUE
8005 | Hydroelectric Pumped Storage | PS | 300 | N | IPP Non-CHP | WAT | hydro | TRUE
8005 | Hydroelectric Pumped Storage | PS | 300 | N | IPP Non-CHP | WAT | hydro | TRUE
8006 | Natural Gas Steam Turbine | ST | 600.5 | N | IPP Non-CHP | NG | natural gas peaker | TRUE
8006 | Natural Gas Steam Turbine | ST | 596 | N | IPP Non-CHP | NG | natural gas peaker | TRUE
8007 | Petroleum Liquids | GT | 55.5 | N | Electric Utility | KER | other | TRUE
8007 | Petroleum Liquids | GT | 54.1 | N | Electric Utility | KER | other | TRUE
8007 | Petroleum Liquids | GT | 55.6 | N | Electric Utility | KER | other | TRUE
8007 | Petroleum Liquids | GT | 51 | N | Electric Utility | KER | other | TRUE
8007 | Petroleum Liquids | GT | 52.4 | N | Electric Utility | KER | other | TRUE
8007 | Petroleum Liquids | GT | 53.4 | N | Electric Utility | KER | other | TRUE
8007 | Petroleum Liquids | GT | 50.4 | N | Electric Utility | KER | other | TRUE
8007 | Petroleum Liquids | GT | 49.2 | N | Electric Utility | KER | other | TRUE
8007 | Petroleum Liquids | GT | 55.4 | N | Electric Utility | KER | other | TRUE
8007 | Petroleum Liquids | GT | 55.3 | N | Electric Utility | KER | other | TRUE
8008 | Natural Gas Fired Combustion Turbine | GT | 64.9 | N | IPP Non-CHP | NG | natural gas peaker | TRUE
8009 | Natural Gas Fired Combustion Turbine | GT | 5.3 | N | Electric Utility | NG | natural gas peaker | TRUE
8010 | Natural Gas Fired Combustion Turbine | GT | 12 | N | Electric Utility | NG | natural gas peaker | TRUE
8010 | Natural Gas Fired Combustion Turbine | GT | 12 | N | Electric Utility | NG | natural gas peaker | TRUE
8010 | Natural Gas Fired Combustion Turbine | GT | 12 | N | Electric Utility | NG | natural gas peaker | TRUE
8011 | Nuclear | ST | 802.8 | N | IPP Non-CHP | NUC | nuclear | TRUE
8012 | Petroleum Liquids | GT | 49 | N | IPP Non-CHP | DFO | petroleum | TRUE
8012 | Petroleum Liquids | GT | 49 | N | IPP Non-CHP | DFO | petroleum | TRUE
8012 | Petroleum Liquids | GT | 49 | N | IPP Non-CHP | DFO | petroleum | TRUE
8012 | Petroleum Liquids | GT | 49 | N | IPP Non-CHP | DFO | petroleum | TRUE
8012 | Petroleum Liquids | GT | 49 | N | IPP Non-CHP | DFO | petroleum | TRUE
8012 | Petroleum Liquids | GT | 49 | N | IPP Non-CHP | DFO | petroleum | TRUE
8012 | Petroleum Liquids | GT | 49 | N | IPP Non-CHP | DFO | petroleum | TRUE
8012 | Petroleum Liquids | GT | 49 | N | IPP Non-CHP | DFO | petroleum | TRUE
8013 | Petroleum Liquids | IC | 2.8 | N | Electric Utility | DFO | petroleum | TRUE
8013 | Petroleum Liquids | IC | 2.8 | N | Electric Utility | DFO | petroleum | TRUE
8015 | Natural Gas Internal Combustion Engine | IC | 6 | N | Electric Utility | NG | natural gas peaker | TRUE
8015 | Natural Gas Internal Combustion Engine | IC | 6 | N | Electric Utility | NG | natural gas peaker | TRUE
8015 | Natural Gas Internal Combustion Engine | IC | 6 | N | Electric Utility | NG | natural gas peaker | TRUE
8016 | Petroleum Liquids | GT | 18 | N | Electric Utility | DFO | petroleum | TRUE
8019 | Petroleum Liquids | GT | 17.4 | N | Electric Utility | DFO | petroleum | TRUE
8020 | Petroleum Liquids | IC | 3 | N | Electric Utility | DFO | petroleum | TRUE
8020 | Petroleum Liquids | IC | 3 | N | Electric Utility | DFO | petroleum | TRUE
8022 | Natural Gas Internal Combustion Engine | IC | 4.1 | N | Electric Utility | NG | natural gas peaker | TRUE
8022 | Natural Gas Internal Combustion Engine | IC | 4.1 | N | Electric Utility | NG | natural gas peaker | TRUE
8022 | Natural Gas Internal Combustion Engine | IC | 4.1 | N | Electric Utility | NG | natural gas peaker | TRUE
8022 | Natural Gas Internal Combustion Engine | IC | 4.1 | N | Electric Utility | NG | natural gas peaker | TRUE
8022 | Natural Gas Internal Combustion Engine | IC | 4.1 | N | Electric Utility | NG | natural gas peaker | TRUE
8022 | Natural Gas Internal Combustion Engine | IC | 4.1 | N | Electric Utility | NG | natural gas peaker | TRUE
8023 | Conventional Steam Coal | ST | 569.9 | N | Electric Utility | SUB | hard coal | TRUE
8023 | Conventional Steam Coal | ST | 545 | N | Electric Utility | SUB | hard coal | TRUE
8026 | Natural Gas Fired Combustion Turbine | GT | 5 | N | Electric Utility | NG | natural gas peaker | TRUE
8026 | Natural Gas Fired Combustion Turbine | GT | 5 | N | Electric Utility | NG | natural gas peaker | TRUE
8026 | Natural Gas Fired Combustion Turbine | GT | 5 | N | Electric Utility | NG | natural gas peaker | TRUE
8027 | Petroleum Liquids | GT | 39 | N | Electric Utility | DFO | petroleum | TRUE
8027 | Petroleum Liquids | GT | 39 | N | Electric Utility | DFO | petroleum | TRUE
8027 | Petroleum Liquids | GT | 36 | N | Electric Utility | DFO | petroleum | TRUE
8027 | Petroleum Liquids | GT | 39 | N | Electric Utility | DFO | petroleum | TRUE
8027 | Natural Gas Fired Combustion Turbine | GT | 150 | N | Electric Utility | NG | natural gas peaker | TRUE
8027 | Natural Gas Fired Combustion Turbine | GT | 150 | N | Electric Utility | NG | natural gas peaker | TRUE
8028 | Natural Gas Fired Combustion Turbine | GT | 5 | N | Electric Utility | NG | natural gas peaker | TRUE
8028 | Natural Gas Fired Combustion Turbine | GT | 5 | N | Electric Utility | NG | natural gas peaker | TRUE
8028 | Natural Gas Fired Combustion Turbine | GT | 5 | N | Electric Utility | NG | natural gas peaker | TRUE
8029 | Natural Gas Fired Combustion Turbine | GT | 75.5 | N | Electric Utility | NG | natural gas peaker | TRUE
8029 | Natural Gas Fired Combustion Turbine | GT | 73 | N | Electric Utility | NG | natural gas peaker | TRUE
8030 | Natural Gas Fired Combustion Turbine | GT | 5 | N | Electric Utility | NG | natural gas peaker | TRUE
8030 | Natural Gas Fired Combustion Turbine | GT | 5 | N | Electric Utility | NG | natural gas peaker | TRUE
8030 | Natural Gas Fired Combustion Turbine | GT | 5 | N | Electric Utility | NG | natural gas peaker | TRUE
8031 | Natural Gas Fired Combined Cycle | CT | 137.4 | N | Electric Utility | NG | natural gas nonpeaker | TRUE
8031 | Natural Gas Fired Combined Cycle | CT | 141.1 | N | Electric Utility | NG | natural gas nonpeaker | TRUE
8031 | Natural Gas Fired Combined Cycle | CA | 231.3 | N | Electric Utility | NG | natural gas nonpeaker | TRUE
8034 | Natural Gas Internal Combustion Engine | IC | 2.2 | N | Electric Utility | NG | natural gas peaker | TRUE
8034 | Petroleum Liquids | IC | 2.8 | N | Electric Utility | DFO | petroleum | TRUE
8034 | Natural Gas Internal Combustion Engine | IC | 6.5 | N | Electric Utility | NG | natural gas peaker | TRUE
8034 | Petroleum Liquids | IC | 2 | N | Electric Utility | DFO | petroleum | TRUE
8036 | Nuclear | ST | 764 | N | Electric Utility | NUC | nuclear | TRUE
8037 | Natural Gas Fired Combustion Turbine | GT | 73.4 | N | Electric Utility | NG | natural gas peaker | TRUE
8037 | Petroleum Liquids | IC | 2.5 | N | Electric Utility | DFO | petroleum | TRUE
8042 | Conventional Steam Coal | ST | 1110 | N | Electric Utility | BIT | hard coal | TRUE
8042 | Conventional Steam Coal | ST | 1110 | N | Electric Utility | BIT | hard coal | TRUE
8048 | Natural Gas Steam Turbine | ST | 521 | N | Electric Utility | NG | natural gas peaker | TRUE
8048 | Natural Gas Steam Turbine | ST | 520 | N | Electric Utility | NG | natural gas peaker | TRUE
8049 | Petroleum Liquids | GT | 48 | N | Electric Utility | DFO | petroleum | TRUE
8049 | Natural Gas Fired Combustion Turbine | GT | 82 | N | Electric Utility | NG | natural gas peaker | TRUE
8049 | Petroleum Liquids | GT |  | N | Electric Utility | DFO | petroleum | TRUE
8049 | Natural Gas Fired Combustion Turbine | GT | 76 | N | Electric Utility | NG | natural gas peaker | TRUE
8049 | Natural Gas Fired Combustion Turbine | GT | 76 | N | Electric Utility | NG | natural gas peaker | TRUE
8049 | Natural Gas Fired Combustion Turbine | GT | 73 | N | Electric Utility | NG | natural gas peaker | TRUE
8049 | Petroleum Liquids | GT | 48 | N | Electric Utility | DFO | petroleum | TRUE
8049 | Petroleum Liquids | GT | 47 | N | Electric Utility | DFO | petroleum | TRUE
8049 | Petroleum Liquids | GT | 47 | N | Electric Utility | DFO | petroleum | TRUE
8049 | Petroleum Liquids | GT | 47 | N | Electric Utility | DFO | petroleum | TRUE
8049 | Petroleum Liquids | GT | 49 | N | Electric Utility | DFO | petroleum | TRUE
8049 | Natural Gas Fired Combustion Turbine | GT | 83 | N | Electric Utility | NG | natural gas peaker | TRUE
8049 | Natural Gas Fired Combustion Turbine | GT | 83 | N | Electric Utility | NG | natural gas peaker | TRUE
8049 | Natural Gas Fired Combustion Turbine | GT | 82 | N | Electric Utility | NG | natural gas peaker | TRUE
8050 | Petroleum Liquids | GT | 12.6 | N | Electric Utility | DFO | petroleum | TRUE
8053 | Natural Gas Fired Combustion Turbine | GT | 45.5 | N | Electric Utility | NG | natural gas peaker | TRUE
8054 | Natural Gas Steam Turbine | ST | 734.2 | N | Electric Utility | NG | natural gas peaker | TRUE
8055 | Nuclear | ST | 825.5 | N | Electric Utility | NUC | nuclear | TRUE
8055 | Nuclear | ST | 983 | N | Electric Utility | NUC | nuclear | TRUE
8056 | Natural Gas Steam Turbine | ST | 367.8 | N | Electric Utility | NG | natural gas peaker | TRUE
8056 | Natural Gas Steam Turbine | ST | 410.6 | N | Electric Utility | NG | natural gas peaker | TRUE
8056 | Petroleum Liquids | GT | 33.1 | N | Electric Utility | DFO | petroleum | TRUE
8059 | Natural Gas Fired Combined Cycle | CT | 78 | N | Electric Utility | NG | natural gas nonpeaker | TRUE
8059 | Natural Gas Fired Combined Cycle | CT | 78 | N | Electric Utility | NG | natural gas nonpeaker | TRUE
8059 | Natural Gas Fired Combined Cycle | CA | 104 | N | Electric Utility | NG | natural gas nonpeaker | TRUE
8059 | Petroleum Liquids | IC | 4 | N | Electric Utility | DFO | petroleum | TRUE
8063 | Natural Gas Fired Combustion Turbine | GT | 71 | N | IPP Non-CHP | NG | natural gas peaker | TRUE
8063 | Natural Gas Fired Combustion Turbine | GT | 70 | N | IPP Non-CHP | NG | natural gas peaker | TRUE
8063 | Natural Gas Fired Combustion Turbine | GT | 69 | N | IPP Non-CHP | NG | natural gas peaker | TRUE
8063 | Natural Gas Fired Combustion Turbine | GT | 68 | N | IPP Non-CHP | NG | natural gas peaker | TRUE
8066 | Conventional Steam Coal | ST | 531 | N | Electric Utility | SUB | hard coal | TRUE
8066 | Conventional Steam Coal | ST | 527 | N | Electric Utility | SUB | hard coal | TRUE
8066 | Conventional Steam Coal | ST | 523 | N | Electric Utility | SUB | hard coal | TRUE
8066 | Conventional Steam Coal | ST | 530 | N | Electric Utility | SUB | hard coal | TRUE
8067 | Natural Gas Fired Combustion Turbine | GT | 45 | N | Electric Utility | NG | natural gas peaker | TRUE
8067 | Natural Gas Fired Combustion Turbine | GT | 45 | N | Electric Utility | NG | natural gas peaker | TRUE
8068 | Natural Gas Fired Combined Cycle | CS | 92 | N | Electric Utility | NG | natural gas nonpeaker | TRUE
8068 | Natural Gas Fired Combined Cycle | CS | 92 | N | Electric Utility | NG | natural gas nonpeaker | TRUE
8068 | Natural Gas Fired Combined Cycle | CS | 92 | N | Electric Utility | NG | natural gas nonpeaker | TRUE
8068 | Natural Gas Fired Combined Cycle | CS | 92 | N | Electric Utility | NG | natural gas nonpeaker | TRUE
8068 | Natural Gas Fired Combined Cycle | CT | 151 | N | Electric Utility | NG | natural gas nonpeaker | TRUE
8068 | Natural Gas Fired Combined Cycle | CT | 151 | N | Electric Utility | NG | natural gas nonpeaker | TRUE
8068 | Natural Gas Fired Combined Cycle | CA | 280 | N | Electric Utility | NG | natural gas nonpeaker | TRUE
8068 | Natural Gas Fired Combined Cycle | CT | 151 | N | Electric Utility | NG | natural gas nonpeaker | TRUE
8068 | Natural Gas Fired Combined Cycle | CA | 126 | N | Electric Utility | NG | natural gas nonpeaker | TRUE
8069 | Conventional Steam Coal | ST | 459 | N | Electric Utility | BIT | hard coal | TRUE
8069 | Conventional Steam Coal | ST | 450 | N | Electric Utility | BIT | hard coal | TRUE
8073 | Natural Gas Fired Combined Cycle | CT | 54 | N | Electric Utility | NG | natural gas nonpeaker | TRUE
8073 | Natural Gas Fired Combined Cycle | CT | 54 | N | Electric Utility | NG | natural gas nonpeaker | TRUE
8073 | Natural Gas Fired Combined Cycle | CT | 54 | N | Electric Utility | NG | natural gas nonpeaker | TRUE
8073 | Natural Gas Fired Combined Cycle | CT | 54 | N | Electric Utility | NG | natural gas nonpeaker | TRUE
8073 | Natural Gas Fired Combined Cycle | CT | 54 | N | Electric Utility | NG | natural gas nonpeaker | TRUE
8073 | Natural Gas Fired Combined Cycle | CT | 54 | N | Electric Utility | NG | natural gas nonpeaker | TRUE
8073 | Natural Gas Fired Combined Cycle | CA | 139 | N | Electric Utility | NG | natural gas nonpeaker | TRUE
8073 | Natural Gas Fired Combustion Turbine | GT | 24 | N | Electric Utility | NG | natural gas peaker | TRUE
8076 | Natural Gas Fired Combustion Turbine | GT | 54 | N | IPP Non-CHP | NG | natural gas peaker | TRUE
8083 | Petroleum Liquids | GT | 15.9 | N | Electric Utility | DFO | petroleum | TRUE
8083 | Petroleum Liquids | IC | 2.5 | N | Electric Utility | DFO | petroleum | TRUE
8083 | Petroleum Liquids | IC | 2.5 | N | Electric Utility | DFO | petroleum | TRUE
8083 | Petroleum Liquids | IC | 2.5 | N | Electric Utility | DFO | petroleum | TRUE
8083 | Petroleum Liquids | CA | 16 | N | Electric Utility | DFO | petroleum | TRUE
8083 | Petroleum Liquids | CT | 19.8 | N | Electric Utility | DFO | petroleum | TRUE
8083 | Petroleum Liquids | CT | 19.8 | N | Electric Utility | DFO | petroleum | TRUE
8100 | Petroleum Liquids | IC | 1.2 | N | Electric Utility | DFO | petroleum | TRUE
8100 | Petroleum Liquids | IC | 0.2 | N | Electric Utility | DFO | petroleum | TRUE
8100 | Petroleum Liquids | IC | 0.5 | N | Electric Utility | DFO | petroleum | TRUE
8100 | Petroleum Liquids | IC | 0.8 | N | Electric Utility | DFO | petroleum | TRUE
8102 | Conventional Steam Coal | ST | 1299 | N | IPP Non-CHP | BIT | hard coal | TRUE
8102 | Conventional Steam Coal | ST | 1299 | N | IPP Non-CHP | BIT | hard coal | TRUE
8105 | Petroleum Liquids | IC | 1.9 | N | Electric Utility | DFO | petroleum | TRUE
8105 | Petroleum Liquids | IC | 1.9 | N | Electric Utility | DFO | petroleum | TRUE
8106 | Natural Gas Internal Combustion Engine | IC | 2 | N | Electric Utility | NG | natural gas peaker | TRUE
8106 | Natural Gas Internal Combustion Engine | IC | 1.2 | N | Electric Utility | NG | natural gas peaker | TRUE
8106 | Natural Gas Internal Combustion Engine | IC | 1.2 | N | Electric Utility | NG | natural gas peaker | TRUE
8106 | Petroleum Liquids | IC | 0.3 | N | Electric Utility | DFO | petroleum | TRUE
8106 | Petroleum Liquids | IC | 2 | N | Electric Utility | DFO | petroleum | TRUE
8106 | Petroleum Liquids | IC | 2 | N | Electric Utility | DFO | petroleum | TRUE
8108 | Petroleum Liquids | IC | 1.6 | N | Electric Utility | DFO | petroleum | TRUE
8108 | Petroleum Liquids | IC | 2.2 | N | Electric Utility | DFO | petroleum | TRUE
8110 | Natural Gas Internal Combustion Engine | IC | 1.1 | N | Electric Utility | NG | natural gas peaker | TRUE
8110 | Natural Gas Internal Combustion Engine | IC | 1.1 | N | Electric Utility | NG | natural gas peaker | TRUE
8110 | Petroleum Liquids | IC | 0.3 | N | Electric Utility | DFO | petroleum | TRUE
8110 | Natural Gas Internal Combustion Engine | IC | 1.8 | N | Electric Utility | NG | natural gas peaker | TRUE
8219 | Conventional Steam Coal | ST | 208 | N | Electric Utility | SUB | hard coal | TRUE
8219 | Natural Gas Fired Combustion Turbine | GT | 30 | N | Electric Utility | NG | natural gas peaker | TRUE
8219 | Natural Gas Fired Combustion Turbine | GT | 30 | N | Electric Utility | NG | natural gas peaker | TRUE
8222 | Conventional Steam Coal | ST | 427 | N | Electric Utility | LIG | lignite | TRUE
8223 | Conventional Steam Coal | ST | 387 | N | Electric Utility | SUB | hard coal | TRUE
8223 | Conventional Steam Coal | ST | 406 | N | Electric Utility | SUB | hard coal | TRUE
8223 | Conventional Steam Coal | ST | 417 | N | Electric Utility | SUB | hard coal | TRUE
8223 | Conventional Steam Coal | ST | 415 | N | Electric Utility | SUB | hard coal | TRUE
8223 | Solar Photovoltaic | PV | 3.7 | N | Electric Utility | SUN | solar PV | TRUE
8223 | Solar Photovoltaic | PV | 1.4 | N | Electric Utility | SUN | solar PV | TRUE
8223 | Solar Photovoltaic | PV | 8.3 | N | Electric Utility | SUN | solar PV | TRUE
8224 | Conventional Steam Coal | ST | 254 | N | Electric Utility | SUB | hard coal | TRUE
8224 | Conventional Steam Coal | ST | 268 | N | Electric Utility | SUB | hard coal | TRUE
8225 | Hydroelectric Pumped Storage | PS | 237 | N | IPP Non-CHP | WAT | hydro | TRUE
8225 | Hydroelectric Pumped Storage | PS | 245 | N | IPP Non-CHP | WAT | hydro | TRUE
8225 | Hydroelectric Pumped Storage | PS | 31 | N | IPP Non-CHP | WAT | hydro | TRUE
8226 | Conventional Steam Coal | ST | 563 | N | IPP Non-CHP | BIT | hard coal | TRUE
8902 | Conventional Hydroelectric | HY | 2.7 | N | Electric Utility | WAT | hydro | TRUE
8902 | Conventional Hydroelectric | HY | 130 | N | Electric Utility | WAT | hydro | TRUE
8902 | Conventional Hydroelectric | HY | 130 | N | Electric Utility | WAT | hydro | TRUE
8902 | Conventional Hydroelectric | HY | 130 | N | Electric Utility | WAT | hydro | TRUE
8902 | Conventional Hydroelectric | HY | 130 | N | Electric Utility | WAT | hydro | TRUE
8902 | Conventional Hydroelectric | HY | 127 | N | Electric Utility | WAT | hydro | TRUE
8902 | Conventional Hydroelectric | HY | 130 | N | Electric Utility | WAT | hydro | TRUE
8902 | Conventional Hydroelectric | HY | 130 | N | Electric Utility | WAT | hydro | TRUE
8902 | Conventional Hydroelectric | HY | 61.5 | N | Electric Utility | WAT | hydro | TRUE
8902 | Conventional Hydroelectric | HY | 68.5 | N | Electric Utility | WAT | hydro | TRUE
8906 | Natural Gas Fired Combustion Turbine | GT | 14.7 | N | IPP Non-CHP | NG | natural gas peaker | TRUE
8906 | Natural Gas Steam Turbine | ST | 167.9 | N | IPP Non-CHP | NG | natural gas peaker | TRUE
8906 | Natural Gas Steam Turbine | ST | 376 | N | IPP Non-CHP | NG | natural gas peaker | TRUE
8906 | Natural Gas Steam Turbine | ST | 380 | N | IPP Non-CHP | NG | natural gas peaker | TRUE
8906 | Natural Gas Steam Turbine | ST | 381 | N | IPP Non-CHP | NG | natural gas peaker | TRUE
8907 | Nuclear | ST | 1034.8 | N | IPP Non-CHP | NUC | nuclear | TRUE
9038 | Petroleum Liquids | IC | 1.9 | N | Electric Utility | DFO | petroleum | TRUE
9038 | Petroleum Liquids | IC | 1.9 | N | Electric Utility | DFO | petroleum | TRUE
9038 | Petroleum Liquids | IC | 4.9 | N | Electric Utility | DFO | petroleum | TRUE
9038 | Petroleum Liquids | IC | 2.5 | N | Electric Utility | DFO | petroleum | TRUE
9038 | Petroleum Liquids | IC | 3.4 | N | Electric Utility | DFO | petroleum | TRUE
9095 | Conventional Hydroelectric | HY | 15 | N | Electric Utility | WAT | hydro | TRUE
9096 | Conventional Hydroelectric | HY | 10.2 | N | Electric Utility | WAT | hydro | TRUE
9674 | Natural Gas Fired Combustion Turbine | GT | 13.8 | N | Electric Utility | NG | natural gas peaker | TRUE
9842 | Conventional Hydroelectric | HY | 2.3 | N | Electric Utility | WAT | hydro | TRUE
9864 | Conventional Hydroelectric | HY | 0.6 | N | Electric Utility | WAT | hydro | TRUE
9864 | Conventional Hydroelectric | HY | 0.6 | N | Electric Utility | WAT | hydro | TRUE
9864 | Conventional Hydroelectric | HY | 0.4 | N | Electric Utility | WAT | hydro | TRUE
9864 | Conventional Hydroelectric | HY | 0.5 | N | Electric Utility | WAT | hydro | TRUE
10003 | Natural Gas Steam Turbine | ST | 10 | Y | IPP CHP | NG | natural gas peaker | FALSE
10003 | Natural Gas Steam Turbine | ST | 10 | Y | IPP CHP | NG | natural gas peaker | FALSE
10003 | Natural Gas Steam Turbine | ST | 20 | Y | IPP CHP | NG | natural gas peaker | FALSE
10004 | All Other | ST | 4 | Y | Industrial CHP | WH | other | FALSE
10004 | All Other | ST | 33 | Y | Industrial CHP | WH | other | FALSE
10005 | Onshore Wind Turbine | WT | 17 | N | IPP Non-CHP | WND | onshore wind | TRUE
10008 | Natural Gas Fired Combustion Turbine | GT | 2.2 | Y | Commercial CHP | NG | natural gas peaker | FALSE
10008 | Natural Gas Fired Combustion Turbine | GT | 2.7 | Y | Commercial CHP | NG | natural gas peaker | FALSE
10008 | Natural Gas Fired Combustion Turbine | GT | 3.2 | Y | Commercial CHP | NG | natural gas peaker | FALSE
10012 | Municipal Solid Waste | ST | 10 | N | IPP Non-CHP | MSW | biomass | TRUE
10013 | Municipal Solid Waste | ST | 33.7 | N | IPP Non-CHP | MSW | biomass | TRUE
10014 | Conventional Hydroelectric | HY | 36.2 | N | IPP Non-CHP | WAT | hydro | TRUE
10014 | Conventional Hydroelectric | HY | 36.2 | N | IPP Non-CHP | WAT | hydro | TRUE
10014 | Conventional Hydroelectric | HY | 10.6 | N | IPP Non-CHP | WAT | hydro | TRUE
10017 | Wood/Wood Waste Biomass | ST | 5 | Y | Industrial CHP | BLQ | biomass | FALSE
10017 | Wood/Wood Waste Biomass | ST | 10 | Y | Industrial CHP | BLQ | biomass | FALSE
10017 | Wood/Wood Waste Biomass | ST | 25 | Y | Industrial CHP | BLQ | biomass | FALSE
10017 | Wood/Wood Waste Biomass | ST | 15 | Y | Industrial CHP | BLQ | biomass | FALSE
10017 | Wood/Wood Waste Biomass | ST | 46 | Y | Industrial CHP | BLQ | biomass | FALSE
10018 | Geothermal | BT | 10 | N | IPP Non-CHP | GEO | geothermal | TRUE
10018 | Geothermal | BT | 7.5 | N | IPP Non-CHP | GEO | geothermal | TRUE
10020 | Natural Gas Fired Combustion Turbine | GT | 4.3 | Y | Industrial CHP | NG | natural gas peaker | FALSE
10025 | Conventional Steam Coal | ST | 15 | Y | Industrial CHP | BIT | hard coal | FALSE
10025 | Conventional Steam Coal | ST | 12.5 | Y | Industrial CHP | BIT | hard coal | FALSE
10025 | Conventional Steam Coal | ST | 25.6 | Y | Industrial CHP | BIT | hard coal | FALSE
10025 | Conventional Steam Coal | ST | 25.6 | Y | Industrial CHP | BIT | hard coal | FALSE
10025 | Conventional Steam Coal | ST | 25.6 | Y | Industrial CHP | BIT | hard coal | FALSE
10025 | Conventional Steam Coal | ST | 25.6 | Y | Industrial CHP | BIT | hard coal | FALSE
10025 | Conventional Steam Coal | ST | 2.2 | N | Industrial CHP | BIT | hard coal | FALSE
10025 | Conventional Hydroelectric | HY | 0.4 | N | Industrial CHP | WAT | hydro | FALSE
10026 | Other Waste Biomass | IC | 0.8 | N | Commercial Non-CHP | OBG | biomass | FALSE
10026 | Other Waste Biomass | IC | 0.8 | N | Commercial Non-CHP | OBG | biomass | FALSE
10026 | Other Waste Biomass | IC | 0.8 | N | Commercial Non-CHP | OBG | biomass | FALSE
10026 | Other Waste Biomass | IC | 0.8 | N | Commercial Non-CHP | OBG | biomass | FALSE
10027 | Onshore Wind Turbine | WT | 9.4 | N | IPP Non-CHP | WND | onshore wind | TRUE
10028 | Conventional Hydroelectric | HY | 2.3 | N | IPP Non-CHP | WAT | hydro | TRUE
10028 | Conventional Hydroelectric | HY | 2.3 | N | IPP Non-CHP | WAT | hydro | TRUE
10028 | Conventional Hydroelectric | HY | 0.8 | N | IPP Non-CHP | WAT | hydro | TRUE
10028 | Conventional Hydroelectric | HY | 0.5 | N | IPP Non-CHP | WAT | hydro | TRUE
10029 | Natural Gas Steam Turbine | ST | 8.5 | Y | Industrial CHP | NG | natural gas peaker | FALSE
10029 | Natural Gas Steam Turbine | ST | 8.5 | Y | Industrial CHP | NG | natural gas peaker | FALSE
10029 | Natural Gas Steam Turbine | ST | 6.8 | Y | Industrial CHP | NG | natural gas peaker | FALSE
10029 | Natural Gas Fired Combustion Turbine | GT | 19.1 | Y | Industrial CHP | NG | natural gas peaker | FALSE
10030 | Natural Gas Fired Combined Cycle | CA | 16 | Y | IPP CHP | NG | natural gas nonpeaker | FALSE
10030 | Natural Gas Fired Combined Cycle | CT | 44 | N | IPP CHP | NG | natural gas nonpeaker | FALSE
10030 | Natural Gas Fired Combustion Turbine | GT | 44 | N | IPP CHP | NG | natural gas peaker | FALSE
10033 | Municipal Solid Waste | ST | 63.6 | Y | Commercial CHP | MSW | biomass | FALSE
10034 | Natural Gas Fired Combined Cycle | CT | 85 | Y | IPP CHP | NG | natural gas nonpeaker | FALSE
10034 | Natural Gas Fired Combined Cycle | CA | 30 | Y | IPP CHP | NG | natural gas nonpeaker | FALSE
10036 | Conventional Hydroelectric | HY | 0.6 | N | IPP Non-CHP | WAT | hydro | TRUE
10036 | Conventional Hydroelectric | HY | 0.6 | N | IPP Non-CHP | WAT | hydro | TRUE
10042 | Natural Gas Fired Combustion Turbine | GT | 3.5 | N | Commercial Non-CHP | NG | natural gas peaker | FALSE
10043 | Conventional Steam Coal | ST | 219 | Y | IPP CHP | BIT | hard coal | FALSE
10049 | Conventional Hydroelectric | HY | 0.3 | N | IPP Non-CHP | WAT | hydro | TRUE
10049 | Conventional Hydroelectric | HY | 0.4 | N | IPP Non-CHP | WAT | hydro | TRUE
10049 | Conventional Hydroelectric | HY | 0.4 | N | IPP Non-CHP | WAT | hydro | TRUE
10049 | Conventional Hydroelectric | HY | 0.4 | N | IPP Non-CHP | WAT | hydro | TRUE
10050 | Other Waste Biomass | IC | 1.3 | Y | Commercial CHP | OBG | biomass | FALSE
10051 | Conventional Hydroelectric | HY | 0.6 | N | IPP Non-CHP | WAT | hydro | TRUE
10051 | Conventional Hydroelectric | HY | 0.6 | N | IPP Non-CHP | WAT | hydro | TRUE
10052 | Wood/Wood Waste Biomass | ST | 16 | N | IPP Non-CHP | WDS | biomass | TRUE
10058 | Petroleum Liquids | IC | 4.3 | N | Industrial Non-CHP | DFO | petroleum | FALSE
10059 | Conventional Hydroelectric | HY | 1.6 | N | Industrial Non-CHP | WAT | hydro | FALSE
10059 | Conventional Hydroelectric | HY | 0.5 | N | Industrial Non-CHP | WAT | hydro | FALSE
10061 | Natural Gas Fired Combined Cycle | CT | 10 | Y | Industrial CHP | NG | natural gas nonpeaker | FALSE
10061 | Natural Gas Fired Combined Cycle | CA | 0.7 | Y | Industrial CHP | NG | natural gas nonpeaker | FALSE
10062 | Municipal Solid Waste | ST | 35.8 | N | IPP Non-CHP | MSW | biomass | TRUE
10062 | Municipal Solid Waste | ST | 35.8 | N | IPP Non-CHP | MSW | biomass | TRUE
10063 | Conventional Hydroelectric | HY | 4 | N | IPP Non-CHP | WAT | hydro | TRUE
10063 | Conventional Hydroelectric | HY | 4 | N | IPP Non-CHP | WAT | hydro | TRUE
10063 | Conventional Hydroelectric | HY | 0.3 | N | IPP Non-CHP | WAT | hydro | TRUE
10063 | Conventional Hydroelectric | HY | 0.3 | N | IPP Non-CHP | WAT | hydro | TRUE
10066 | Conventional Hydroelectric | HY | 0.7 | N | IPP Non-CHP | WAT | hydro | TRUE
10066 | Conventional Hydroelectric | HY | 0.7 | N | IPP Non-CHP | WAT | hydro | TRUE
10066 | Conventional Hydroelectric | HY | 0.7 | N | IPP Non-CHP | WAT | hydro | TRUE
10066 | Conventional Hydroelectric | HY | 0.7 | N | IPP Non-CHP | WAT | hydro | TRUE
10066 | Conventional Hydroelectric | HY | 0.7 | N | IPP Non-CHP | WAT | hydro | TRUE
10066 | Conventional Hydroelectric | HY | 0.7 | N | IPP Non-CHP | WAT | hydro | TRUE
10066 | Conventional Hydroelectric | HY | 2.2 | N | IPP Non-CHP | WAT | hydro | TRUE
10070 | Conventional Hydroelectric | HY | 3.1 | N | IPP Non-CHP | WAT | hydro | TRUE
10071 | Conventional Steam Coal | ST | 57.5 | N | IPP Non-CHP | BIT | hard coal | TRUE
10071 | Conventional Steam Coal | ST | 57.5 | N | IPP Non-CHP | BIT | hard coal | TRUE
10072 | Other Gases | ST | 18.8 | N | Industrial Non-CHP | OG | other | FALSE
10074 | Wood/Wood Waste Biomass | ST | 20 | Y | Industrial CHP | BLQ | biomass | FALSE
10075 | Conventional Steam Coal | ST | 79 | N | Electric Utility | SUB | hard coal | TRUE
10075 | Conventional Steam Coal | ST | 75.9 | N | Electric Utility | SUB | hard coal | TRUE
10081 | Conventional Hydroelectric | HY | 1 | N | IPP Non-CHP | WAT | hydro | TRUE
10090 | Municipal Solid Waste | ST | 10 | N | IPP Non-CHP | MSW | biomass | TRUE
10091 | Other Waste Biomass | CT | 8 | Y | Commercial CHP | OBG | biomass | FALSE
10091 | Other Waste Biomass | CT | 8 | Y | Commercial CHP | OBG | biomass | FALSE
10091 | Other Waste Biomass | CT | 8 | Y | Commercial CHP | OBG | biomass | FALSE
10091 | Other Waste Biomass | CA | 7.4 | Y | Commercial CHP | OBG | biomass | FALSE
10093 | Petroleum Liquids | GT | 20 | Y | Industrial CHP | WO | petroleum | FALSE
10099 | Natural Gas Fired Combined Cycle | CT | 117.3 | N | IPP Non-CHP | NG | natural gas nonpeaker | TRUE
10099 | Natural Gas Fired Combined Cycle | CA |  | N | IPP Non-CHP | NG | natural gas nonpeaker | TRUE
10108 | Petroleum Liquids | IC | 0.5 | Y | Industrial CHP | DFO | petroleum | FALSE
10108 | Petroleum Liquids | IC | 0.5 | Y | Industrial CHP | DFO | petroleum | FALSE
10108 | Petroleum Liquids | IC | 0.7 | Y | Industrial CHP | DFO | petroleum | FALSE
10108 | Petroleum Liquids | IC | 0.7 | Y | Industrial CHP | DFO | petroleum | FALSE
10108 | Petroleum Liquids | IC | 0.7 | Y | Industrial CHP | DFO | petroleum | FALSE
10108 | Petroleum Liquids | IC | 0.7 | Y | Industrial CHP | DFO | petroleum | FALSE
10108 | Natural Gas Fired Combustion Turbine | GT | 3.8 | Y | Industrial CHP | NG | natural gas peaker | FALSE
10109 | Conventional Hydroelectric | HY | 0.6 | N | IPP Non-CHP | WAT | hydro | TRUE
10109 | Conventional Hydroelectric | HY | 0.2 | N | IPP Non-CHP | WAT | hydro | TRUE
10110 | Natural Gas Fired Combustion Turbine | GT | 5.5 | Y | Industrial CHP | NG | natural gas peaker | FALSE
10113 | Conventional Steam Coal | ST | 80 | Y | IPP CHP | WC | hard coal | FALSE
10115 | Natural Gas Fired Combustion Turbine | GT | 0.8 | Y | Commercial CHP | NG | natural gas peaker | FALSE
10115 | Natural Gas Fired Combustion Turbine | GT | 0.8 | Y | Commercial CHP | NG | natural gas peaker | FALSE
10116 | Conventional Hydroelectric | HY | 1.8 | N | IPP Non-CHP | WAT | hydro | TRUE
10118 | Municipal Solid Waste | ST | 20.8 | Y | IPP CHP | MSW | biomass | FALSE
10120 | Wood/Wood Waste Biomass | ST | 7.1 | Y | Industrial CHP | WDS | biomass | FALSE
10121 | Conventional Hydroelectric | HY | 1.4 | N | IPP Non-CHP | WAT | hydro | TRUE
10122 | Natural Gas Fired Combustion Turbine | GT | 4.1 | Y | Commercial CHP | NG | natural gas peaker | FALSE
10123 | Natural Gas Fired Combustion Turbine | GT | 4.1 | Y | Industrial CHP | NG | natural gas peaker | FALSE
10123 | Natural Gas Fired Combustion Turbine | GT | 4.1 | Y | Industrial CHP | NG | natural gas peaker | FALSE
10124 | Conventional Hydroelectric | HY | 0.3 | N | IPP Non-CHP | WAT | hydro | TRUE
10124 | Conventional Hydroelectric | HY | 0.3 | N | IPP Non-CHP | WAT | hydro | TRUE
10125 | Natural Gas Internal Combustion Engine | IC | 0.8 | Y | Industrial CHP | NG | natural gas peaker | FALSE
10125 | Natural Gas Internal Combustion Engine | IC | 0.8 | Y | Industrial CHP | NG | natural gas peaker | FALSE
10125 | Petroleum Liquids | IC | 0.8 | Y | Industrial CHP | DFO | petroleum | FALSE
10125 | Petroleum Liquids | IC | 0.8 | Y | Industrial CHP | DFO | petroleum | FALSE
10125 | Natural Gas Internal Combustion Engine | IC | 0.8 | Y | Industrial CHP | NG | natural gas peaker | FALSE
10125 | Natural Gas Internal Combustion Engine | IC | 0.4 | Y | Industrial CHP | NG | natural gas peaker | FALSE
10128 | Conventional Hydroelectric | HY | 0.2 | N | IPP Non-CHP | WAT | hydro | TRUE
10128 | Conventional Hydroelectric | HY | 0.2 | N | IPP Non-CHP | WAT | hydro | TRUE
10129 | Natural Gas Internal Combustion Engine | IC | 6 | Y | Commercial CHP | NG | natural gas peaker | FALSE
10129 | Natural Gas Internal Combustion Engine | IC | 6 | Y | Commercial CHP | NG | natural gas peaker | FALSE
10129 | Natural Gas Internal Combustion Engine | IC | 6 | Y | Commercial CHP | NG | natural gas peaker | FALSE
10129 | Natural Gas Internal Combustion Engine | IC | 6 | Y | Commercial CHP | NG | natural gas peaker | FALSE
10137 | Conventional Hydroelectric | HY | 2.4 | N | IPP Non-CHP | WAT | hydro | TRUE
10137 | Conventional Hydroelectric | HY | 0.5 | N | IPP Non-CHP | WAT | hydro | TRUE
10138 | Conventional Hydroelectric | HY | 2 | N | IPP Non-CHP | WAT | hydro | TRUE
10139 | Conventional Hydroelectric | HY | 5.9 | N | IPP Non-CHP | WAT | hydro | TRUE
10139 | Conventional Hydroelectric | HY | 5.9 | N | IPP Non-CHP | WAT | hydro | TRUE
10140 | Conventional Hydroelectric | HY | 2.6 | N | IPP Non-CHP | WAT | hydro | TRUE
10143 | Conventional Steam Coal | ST | 110 | N | IPP Non-CHP | WC | hard coal | TRUE
10144 | Wood/Wood Waste Biomass | ST | 17.5 | Y | Industrial CHP | WDS | biomass | FALSE
10148 | Natural Gas Steam Turbine | ST | 18 | N | IPP Non-CHP | NG | natural gas peaker | TRUE
10148 | Natural Gas Steam Turbine | ST | 18 | N | IPP Non-CHP | NG | natural gas peaker | TRUE
10149 | Natural Gas Steam Turbine | ST | 6.8 | Y | Industrial CHP | NG | natural gas peaker | FALSE
10151 | Conventional Steam Coal | ST | 80 | N | IPP Non-CHP | WC | hard coal | TRUE
10152 | Conventional Hydroelectric | HY | 0.7 | N | IPP Non-CHP | WAT | hydro | TRUE
10152 | Conventional Hydroelectric | HY | 0.7 | N | IPP Non-CHP | WAT | hydro | TRUE
10152 | Conventional Hydroelectric | HY | 0.7 | N | IPP Non-CHP | WAT | hydro | TRUE
10152 | Conventional Hydroelectric | HY | 0.7 | N | IPP Non-CHP | WAT | hydro | TRUE
10154 | Natural Gas Fired Combustion Turbine | GT | 30 | Y | Industrial CHP | NG | natural gas peaker | FALSE
10155 | Conventional Hydroelectric | HY | 2.9 | N | IPP Non-CHP | WAT | hydro | TRUE
10156 | Natural Gas Fired Combined Cycle | CA | 6 | Y | IPP CHP | NG | natural gas nonpeaker | FALSE
10156 | Natural Gas Fired Combustion Turbine | GT | 21.9 | N | IPP CHP | NG | natural gas peaker | FALSE
10156 | Natural Gas Fired Combined Cycle | CT | 45 | Y | IPP CHP | NG | natural gas nonpeaker | FALSE
10162 | Conventional Hydroelectric | HY | 1.3 | N | IPP Non-CHP | WAT | hydro | TRUE
10167 | Petroleum Coke | ST | 7.6 | Y | Industrial CHP | PC | petroleum | FALSE
10169 | Natural Gas Fired Combined Cycle | CT | 41.3 | Y | IPP CHP | NG | natural gas nonpeaker | FALSE
10169 | Natural Gas Fired Combined Cycle | CA | 8 | Y | IPP CHP | NG | natural gas nonpeaker | FALSE
10173 | Conventional Hydroelectric | HY | 1 | N | IPP Non-CHP | WAT | hydro | TRUE
10175 | Petroleum Liquids | IC | 2 | N | Commercial CHP | DFO | petroleum | FALSE
10175 | Natural Gas Fired Combustion Turbine | GT | 3.5 | Y | Commercial CHP | NG | natural gas peaker | FALSE
10175 | Petroleum Liquids | IC | 1.5 | N | Commercial CHP | DFO | petroleum | FALSE
10175 | Petroleum Liquids | IC | 1.5 | N | Commercial CHP | DFO | petroleum | FALSE
10175 | Petroleum Liquids | IC | 1.5 | N | Commercial CHP | DFO | petroleum | FALSE
10176 | Petroleum Liquids | GT | 50 | N | IPP Non-CHP | KER | other | TRUE
10180 | Other Waste Biomass | IC | 1.2 | Y | IPP CHP | OBG | biomass | FALSE
10180 | Other Waste Biomass | IC | 1.2 | Y | IPP CHP | OBG | biomass | FALSE
10180 | Other Waste Biomass | IC | 1.2 | Y | IPP CHP | OBG | biomass | FALSE
10180 | Other Waste Biomass | IC | 1.2 | Y | IPP CHP | OBG | biomass | FALSE
10180 | Other Waste Biomass | GT | 2.5 | Y | IPP CHP | OBG | biomass | FALSE
10180 | Other Waste Biomass | GT | 2.5 | Y | IPP CHP | OBG | biomass | FALSE
10181 | Conventional Hydroelectric | HY | 0.8 | N | Commercial Non-CHP | WAT | hydro | FALSE
10181 | Conventional Hydroelectric | HY | 0.8 | N | Commercial Non-CHP | WAT | hydro | FALSE
10181 | Conventional Hydroelectric | HY | 0.8 | N | Commercial Non-CHP | WAT | hydro | FALSE
10183 | Conventional Hydroelectric | HY | 1.5 | N | IPP Non-CHP | WAT | hydro | TRUE
10183 | Conventional Hydroelectric | HY | 1.7 | N | IPP Non-CHP | WAT | hydro | TRUE
10184 | Natural Gas Internal Combustion Engine | IC | 3.4 | Y | Commercial CHP | NG | natural gas peaker | FALSE
10184 | Natural Gas Internal Combustion Engine | IC | 3.1 | Y | Commercial CHP | NG | natural gas peaker | FALSE
10184 | Natural Gas Steam Turbine | ST | 2.1 | Y | Commercial CHP | NG | natural gas peaker | FALSE
10186 | Conventional Hydroelectric | HY | 2.2 | N | Industrial CHP | WAT | hydro | FALSE
10186 | Conventional Hydroelectric | HY | 2.2 | N | Industrial CHP | WAT | hydro | FALSE
10186 | Conventional Hydroelectric | HY | 2.2 | N | Industrial CHP | WAT | hydro | FALSE
10186 | Conventional Hydroelectric | HY | 2.2 | N | Industrial CHP | WAT | hydro | FALSE
10186 | Conventional Hydroelectric | HY | 2.2 | N | Industrial CHP | WAT | hydro | FALSE
10186 | Conventional Hydroelectric | HY | 2.6 | N | Industrial CHP | WAT | hydro | FALSE
10186 | Conventional Hydroelectric | HY | 2.2 | N | Industrial CHP | WAT | hydro | FALSE
10186 | Conventional Hydroelectric | HY | 0.3 | N | Industrial CHP | WAT | hydro | FALSE
10186 | Conventional Hydroelectric | HY | 1.8 | N | Industrial CHP | WAT | hydro | FALSE
10186 | Conventional Hydroelectric | HY | 1.8 | N | Industrial CHP | WAT | hydro | FALSE
10186 | Conventional Hydroelectric | HY | 1.8 | N | Industrial CHP | WAT | hydro | FALSE
10186 | Conventional Hydroelectric | HY | 1.8 | N | Industrial CHP | WAT | hydro | FALSE
10186 | Conventional Hydroelectric | HY | 1.8 | N | Industrial CHP | WAT | hydro | FALSE
10186 | Natural Gas Steam Turbine | ST | 2 | Y | Industrial CHP | NG | natural gas peaker | FALSE
10187 | Other Gases | ST | 8.9 | N | Industrial Non-CHP | OG | other | FALSE
10188 | Natural Gas Fired Combustion Turbine | GT | 4.3 | Y | Industrial CHP | NG | natural gas peaker | FALSE
10188 | Natural Gas Fired Combustion Turbine | GT | 4.3 | Y | Industrial CHP | NG | natural gas peaker | FALSE
10190 | Natural Gas Fired Combined Cycle | CT | 43 | N | IPP Non-CHP | NG | natural gas nonpeaker | TRUE
10190 | Natural Gas Fired Combined Cycle | CA | 25 | N | IPP Non-CHP | NG | natural gas nonpeaker | TRUE
10191 | Onshore Wind Turbine | WT | 8.7 | N | IPP Non-CHP | WND | onshore wind | TRUE
10194 | Other Gases | GT | 3.2 | Y | Industrial CHP | OG | other | FALSE
10194 | Other Gases | GT | 3.2 | Y | Industrial CHP | OG | other | FALSE
10194 | Other Gases | GT | 3.2 | Y | Industrial CHP | OG | other | FALSE
10194 | Petroleum Liquids | GT | 3.2 | Y | Industrial CHP | WO | petroleum | FALSE
10195 | Natural Gas Fired Combustion Turbine | GT | 21.3 | Y | Industrial CHP | NG | natural gas peaker | FALSE
10196 | Conventional Hydroelectric | HY | 12.3 | N | IPP Non-CHP | WAT | hydro | TRUE
10197 | Conventional Hydroelectric | HY | 2 | N | IPP Non-CHP | WAT | hydro | TRUE
10198 | All Other | ST | 11 | Y | Industrial CHP | WH | other | FALSE
10199 | Geothermal | ST | 15 | N | IPP Non-CHP | GEO | geothermal | TRUE
10199 | Geothermal | ST | 15 | N | IPP Non-CHP | GEO | geothermal | TRUE
10202 | Wood/Wood Waste Biomass | ST | 30 | Y | Industrial CHP | BLQ | biomass | FALSE
10202 | Wood/Wood Waste Biomass | ST | 50 | Y | Industrial CHP | BLQ | biomass | FALSE
10204 | All Other | ST | 34.4 | Y | Industrial CHP | WH | other | FALSE
10204 | All Other | ST | 41.5 | Y | Industrial CHP | WH | other | FALSE
10206 | Natural Gas Fired Combustion Turbine | GT | 4.8 | Y | Commercial CHP | NG | natural gas peaker | FALSE
10206 | Natural Gas Fired Combustion Turbine | GT | 4.8 | Y | Commercial CHP | NG | natural gas peaker | FALSE
10206 | Petroleum Liquids | IC | 1.7 | N | Commercial CHP | DFO | petroleum | FALSE
10208 | Wood/Wood Waste Biomass | ST | 32 | Y | Industrial CHP | BLQ | biomass | FALSE
10208 | Wood/Wood Waste Biomass | ST | 23 | Y | Industrial CHP | BLQ | biomass | FALSE
10208 | Wood/Wood Waste Biomass | ST | 45 | Y | Industrial CHP | BLQ | biomass | FALSE
10213 | Natural Gas Fired Combined Cycle | CT | 38.7 | Y | Industrial CHP | NG | natural gas nonpeaker | FALSE
10213 | Natural Gas Fired Combined Cycle | CT | 38.7 | Y | Industrial CHP | NG | natural gas nonpeaker | FALSE
10213 | Natural Gas Fired Combined Cycle | CT | 39.2 | Y | Industrial CHP | NG | natural gas nonpeaker | FALSE
10213 | Natural Gas Fired Combined Cycle | CA | 9.1 | Y | Industrial CHP | NG | natural gas nonpeaker | FALSE
10213 | Natural Gas Fired Combined Cycle | CT | 40.7 | Y | Industrial CHP | NG | natural gas nonpeaker | FALSE
10213 | Natural Gas Fired Combined Cycle | CA | 5.2 | N | Industrial CHP | NG | natural gas nonpeaker | FALSE
10214 | Conventional Hydroelectric | HY | 3 | N | IPP Non-CHP | WAT | hydro | TRUE
10214 | Conventional Hydroelectric | HY | 3 | N | IPP Non-CHP | WAT | hydro | TRUE
10214 | Conventional Hydroelectric | HY | 0.3 | N | IPP Non-CHP | WAT | hydro | TRUE
10215 | Natural Gas Internal Combustion Engine | IC | 0.6 | Y | Commercial CHP | NG | natural gas peaker | FALSE
10215 | Natural Gas Internal Combustion Engine | IC | 0.6 | Y | Commercial CHP | NG | natural gas peaker | FALSE
10215 | Natural Gas Internal Combustion Engine | IC | 0.6 | Y | Commercial CHP | NG | natural gas peaker | FALSE
10216 | Wood/Wood Waste Biomass | ST | 43.5 | Y | Industrial CHP | BLQ | biomass | FALSE
10218 | Conventional Hydroelectric | HY | 2.9 | N | IPP Non-CHP | WAT | hydro | TRUE
10219 | Conventional Hydroelectric | HY | 1.1 | N | IPP Non-CHP | WAT | hydro | TRUE
10219 | Conventional Hydroelectric | HY | 1.1 | N | IPP Non-CHP | WAT | hydro | TRUE
10220 | Conventional Hydroelectric | HY | 3 | N | IPP Non-CHP | WAT | hydro | TRUE
10221 | Conventional Hydroelectric | HY | 5.7 | N | IPP Non-CHP | WAT | hydro | TRUE
10221 | Conventional Hydroelectric | HY | 5.7 | N | IPP Non-CHP | WAT | hydro | TRUE
10222 | Conventional Hydroelectric | HY | 1.4 | N | IPP Non-CHP | WAT | hydro | TRUE
10223 | Conventional Steam Coal | ST | 8.5 | Y | Industrial CHP | SUB | hard coal | FALSE
10224 | Natural Gas Steam Turbine | ST | 4.8 | Y | Industrial CHP | NG | natural gas peaker | FALSE
10224 | Natural Gas Steam Turbine | ST | 10 | Y | Industrial CHP | NG | natural gas peaker | FALSE
10233 | Wood/Wood Waste Biomass | ST | 26.1 | Y | Industrial CHP | BLQ | biomass | FALSE
10233 | Wood/Wood Waste Biomass | ST | 26.1 | Y | Industrial CHP | BLQ | biomass | FALSE
10234 | Conventional Steam Coal | ST | 15.3 | Y | Industrial CHP | BIT | hard coal | FALSE
10234 | Conventional Steam Coal | ST | 7.5 | Y | Industrial CHP | BIT | hard coal | FALSE
10234 | Conventional Steam Coal | ST | 12.5 | Y | Industrial CHP | BIT | hard coal | FALSE
10234 | Conventional Steam Coal | ST | 20 | Y | Industrial CHP | BIT | hard coal | FALSE
10237 | Conventional Hydroelectric | HY | 1.7 | N | IPP Non-CHP | WAT | hydro | TRUE
10238 | Conventional Hydroelectric | HY | 5 | N | IPP Non-CHP | WAT | hydro | TRUE
10243 | Natural Gas Fired Combustion Turbine | GT | 32.5 | Y | Industrial CHP | NG | natural gas peaker | FALSE
10244 | Wood/Wood Waste Biomass | ST |  | Y | Industrial CHP | BLQ | biomass | FALSE
10244 | Wood/Wood Waste Biomass | ST | 12.8 | Y | Industrial CHP | BLQ | biomass | FALSE
10244 | Wood/Wood Waste Biomass | ST | 17.4 | Y | Industrial CHP | BLQ | biomass | FALSE
10244 | Conventional Steam Coal | ST | 13.2 | Y | Industrial CHP | BIT | hard coal | FALSE
10245 | Other Gases | ST | 60.5 | Y | Industrial CHP | BFG | other | FALSE
10245 | Other Gases | ST | 51 | Y | Industrial CHP | BFG | other | FALSE
10245 | Other Gases | ST | 63.2 | Y | Industrial CHP | BFG | other | FALSE
10250 | Municipal Solid Waste | ST | 10 | N | IPP Non-CHP | MSW | biomass | TRUE
10252 | Wood/Wood Waste Biomass | ST | 46.5 | Y | Industrial CHP | BLQ | biomass | FALSE
10253 | Conventional Hydroelectric | HY | 5 | N | IPP Non-CHP | WAT | hydro | TRUE
10253 | Conventional Hydroelectric | HY | 5 | N | IPP Non-CHP | WAT | hydro | TRUE
10255 | Conventional Hydroelectric | HY | 4.4 | N | IPP Non-CHP | WAT | hydro | TRUE
10255 | Conventional Hydroelectric | HY | 5.1 | N | IPP Non-CHP | WAT | hydro | TRUE
10258 | Conventional Hydroelectric | HY | 1 | N | IPP Non-CHP | WAT | hydro | TRUE
10258 | Conventional Hydroelectric | HY | 0.5 | N | IPP Non-CHP | WAT | hydro | TRUE
10261 | Natural Gas Fired Combustion Turbine | GT | 2.3 | Y | Industrial CHP | NG | natural gas peaker | FALSE
10261 | Natural Gas Fired Combustion Turbine | GT | 2.3 | Y | Industrial CHP | NG | natural gas peaker | FALSE
10261 | Natural Gas Fired Combustion Turbine | GT | 3 | Y | Industrial CHP | NG | natural gas peaker | FALSE
10261 | Natural Gas Fired Combustion Turbine | GT | 3 | Y | Industrial CHP | NG | natural gas peaker | FALSE
10261 | Natural Gas Fired Combustion Turbine | GT | 3 | Y | Industrial CHP | NG | natural gas peaker | FALSE
10261 | Natural Gas Fired Combustion Turbine | GT | 3 | Y | Industrial CHP | NG | natural gas peaker | FALSE
10261 | Natural Gas Fired Combustion Turbine | GT | 3 | Y | Industrial CHP | NG | natural gas peaker | FALSE
10261 | Natural Gas Fired Combustion Turbine | GT | 3 | Y | Industrial CHP | NG | natural gas peaker | FALSE
10262 | Natural Gas Fired Combined Cycle | CT | 9 | Y | Commercial CHP | NG | natural gas nonpeaker | FALSE
10262 | Natural Gas Fired Combined Cycle | CA | 2.1 | Y | Commercial CHP | NG | natural gas nonpeaker | FALSE
10275 | Natural Gas Fired Combustion Turbine | GT | 3.1 | Y | Industrial CHP | NG | natural gas peaker | FALSE
10275 | Natural Gas Fired Combustion Turbine | GT | 5.2 | Y | Industrial CHP | NG | natural gas peaker | FALSE
10276 | Conventional Hydroelectric | HY | 2.3 | N | IPP Non-CHP | WAT | hydro | TRUE
10279 | Conventional Hydroelectric | HY | 0.3 | N | IPP Non-CHP | WAT | hydro | TRUE
10279 | Conventional Hydroelectric | HY | 1.3 | N | IPP Non-CHP | WAT | hydro | TRUE
10279 | Conventional Hydroelectric | HY | 1 | N | IPP Non-CHP | WAT | hydro | TRUE
10279 | Conventional Hydroelectric | HY | 0.3 | N | IPP Non-CHP | WAT | hydro | TRUE
10279 | Conventional Hydroelectric | HY | 0.3 | N | IPP Non-CHP | WAT | hydro | TRUE
10279 | Conventional Hydroelectric | HY | 0.3 | N | IPP Non-CHP | WAT | hydro | TRUE
10279 | Conventional Hydroelectric | HY | 0.4 | N | IPP Non-CHP | WAT | hydro | TRUE
10279 | Conventional Hydroelectric | HY | 0.4 | N | IPP Non-CHP | WAT | hydro | TRUE
10279 | Conventional Hydroelectric | HY | 0.4 | N | IPP Non-CHP | WAT | hydro | TRUE
10279 | Conventional Hydroelectric | HY | 1 | N | IPP Non-CHP | WAT | hydro | TRUE
10279 | Conventional Hydroelectric | HY | 1.3 | N | IPP Non-CHP | WAT | hydro | TRUE
10280 | Petroleum Liquids | IC | 1.1 | N | Commercial CHP | DFO | petroleum | FALSE
10280 | Natural Gas Internal Combustion Engine | IC | 1.1 | Y | Commercial CHP | NG | natural gas peaker | FALSE
10280 | Natural Gas Internal Combustion Engine | IC | 1.1 | Y | Commercial CHP | NG | natural gas peaker | FALSE
10280 | Petroleum Liquids | IC | 1 | N | Commercial CHP | DFO | petroleum | FALSE
10280 | Petroleum Liquids | IC | 1 | N | Commercial CHP | DFO | petroleum | FALSE
10280 | Petroleum Liquids | IC | 1 | N | Commercial CHP | DFO | petroleum | FALSE
10282 | Conventional Hydroelectric | HY | 4.8 | N | Commercial Non-CHP | WAT | hydro | FALSE
10285 | Conventional Hydroelectric | HY | 2.1 | N | IPP Non-CHP | WAT | hydro | TRUE
10285 | Conventional Hydroelectric | HY | 2.1 | N | IPP Non-CHP | WAT | hydro | TRUE
10286 | Conventional Hydroelectric | HY | 0.5 | N | Commercial Non-CHP | WAT | hydro | FALSE
10286 | Conventional Hydroelectric | HY | 1.1 | N | Commercial Non-CHP | WAT | hydro | FALSE
10287 | Geothermal | ST | 12.8 | N | IPP Non-CHP | GEO | geothermal | TRUE
10287 | Geothermal | BT | 1.3 | N | IPP Non-CHP | GEO | geothermal | TRUE
10288 | Wood/Wood Waste Biomass | ST | 8.7 | N | Industrial Non-CHP | WDS | biomass | FALSE
10290 | Wood/Wood Waste Biomass | ST | 16 | N | IPP Non-CHP | WDS | biomass | TRUE
10294 | Natural Gas Fired Combined Cycle | CT | 73 | Y | IPP CHP | NG | natural gas nonpeaker | FALSE
10294 | Natural Gas Fired Combined Cycle | CA | 38 | Y | IPP CHP | NG | natural gas nonpeaker | FALSE
10296 | Conventional Hydroelectric | HY | 4 | N | IPP Non-CHP | WAT | hydro | TRUE
10296 | Conventional Hydroelectric | HY | 4 | N | IPP Non-CHP | WAT | hydro | TRUE
10298 | Natural Gas Fired Combustion Turbine | GT | 65 | Y | Industrial CHP | NG | natural gas peaker | FALSE
10298 | Natural Gas Fired Combustion Turbine | GT | 75 | N | Industrial CHP | NG | natural gas peaker | FALSE
10298 | Natural Gas Fired Combustion Turbine | GT | 75 | N | Industrial CHP | NG | natural gas peaker | FALSE
10298 | Natural Gas Fired Combustion Turbine | GT | 75 | N | Industrial CHP | NG | natural gas peaker | FALSE
10300 | Wood/Wood Waste Biomass | ST | 47 | N | IPP Non-CHP | WDS | biomass | TRUE
10301 | Natural Gas Steam Turbine | ST | 1.7 | Y | Industrial CHP | NG | natural gas peaker | FALSE
10301 | Natural Gas Steam Turbine | ST | 1.5 | Y | Industrial CHP | NG | natural gas peaker | FALSE
10301 | Natural Gas Steam Turbine | ST | 2.1 | Y | Industrial CHP | NG | natural gas peaker | FALSE
10302 | Conventional Steam Coal | ST | 0.4 | Y | Commercial CHP | BIT | hard coal | FALSE
10302 | Conventional Steam Coal | ST | 0.3 | Y | Commercial CHP | BIT | hard coal | FALSE
10305 | Municipal Solid Waste | ST | 7.2 | Y | Commercial CHP | MSW | biomass | FALSE
10307 | Natural Gas Fired Combined Cycle | CT | 102 | N | IPP Non-CHP | NG | natural gas nonpeaker | TRUE
10307 | Natural Gas Fired Combined Cycle | CT | 102 | N | IPP Non-CHP | NG | natural gas nonpeaker | TRUE
10307 | Natural Gas Fired Combined Cycle | CA | 60 | N | IPP Non-CHP | NG | natural gas nonpeaker | TRUE
10308 | Natural Gas Fired Combined Cycle | CT | 112 | N | IPP Non-CHP | NG | natural gas nonpeaker | TRUE
10308 | Natural Gas Fired Combined Cycle | CT | 112 | N | IPP Non-CHP | NG | natural gas nonpeaker | TRUE
10308 | Natural Gas Fired Combined Cycle | CA | 68 | N | IPP Non-CHP | NG | natural gas nonpeaker | TRUE
10319 | Natural Gas Fired Combustion Turbine | GT | 33.7 | Y | Industrial CHP | NG | natural gas peaker | FALSE
10319 | Natural Gas Fired Combustion Turbine | GT | 39.2 | Y | Industrial CHP | NG | natural gas peaker | FALSE
10319 | Natural Gas Steam Turbine | ST | 7.2 | N | Industrial CHP | NG | natural gas peaker | FALSE
10323 | Conventional Hydroelectric | HY | 1 | N | IPP Non-CHP | WAT | hydro | TRUE
10324 | Conventional Hydroelectric | HY | 0.3 | N | IPP Non-CHP | WAT | hydro | TRUE
10325 | Conventional Hydroelectric | HY | 2 | N | IPP Non-CHP | WAT | hydro | TRUE
10328 | Natural Gas Steam Turbine | ST | 12.5 | Y | Commercial CHP | NG | natural gas peaker | FALSE
10328 | Natural Gas Steam Turbine | ST | 12.5 | Y | Commercial CHP | NG | natural gas peaker | FALSE
10328 | Natural Gas Steam Turbine | ST | 15 | Y | Commercial CHP | NG | natural gas peaker | FALSE
10328 | Conventional Steam Coal | ST | 21 | Y | Commercial CHP | BIT | hard coal | FALSE
10328 | Natural Gas Steam Turbine | ST | 23.8 | Y | Commercial CHP | NG | natural gas peaker | FALSE
10328 | Natural Gas Fired Combustion Turbine | GT | 12.6 | N | Commercial CHP | NG | natural gas peaker | FALSE
10333 | Other Waste Biomass | ST | 66 | N | IPP Non-CHP | OBS | biomass | TRUE
10334 | Municipal Solid Waste | ST | 58 | N | Commercial Non-CHP | MSW | biomass | FALSE
10334 | Municipal Solid Waste | ST | 28 | N | Commercial Non-CHP | MSW | biomass | FALSE
10339 | Natural Gas Internal Combustion Engine | IC | 2.1 | Y | IPP CHP | NG | natural gas peaker | FALSE
10339 | Natural Gas Internal Combustion Engine | IC | 2.1 | Y | IPP CHP | NG | natural gas peaker | FALSE
10339 | Other Waste Biomass | IC | 1.1 | Y | IPP CHP | OBG | biomass | FALSE
10339 | Other Waste Biomass | IC | 1.1 | Y | IPP CHP | OBG | biomass | FALSE
10342 | Natural Gas Fired Combined Cycle | CT | 35 | Y | IPP CHP | NG | natural gas nonpeaker | FALSE
10342 | Natural Gas Fired Combined Cycle | CT | 35 | Y | IPP CHP | NG | natural gas nonpeaker | FALSE
10342 | Natural Gas Fired Combined Cycle | CA | 33.5 | Y | IPP CHP | NG | natural gas nonpeaker | FALSE
10343 | Conventional Steam Coal | ST | 43 | Y | IPP CHP | WC | hard coal | FALSE
10346 | Wood/Wood Waste Biomass | ST | 17.7 | N | IPP Non-CHP | WDS | biomass | TRUE
10349 | Natural Gas Fired Combustion Turbine | GT | 49.5 | Y | IPP CHP | NG | natural gas peaker | FALSE
10350 | Natural Gas Fired Combined Cycle | CT | 42 | Y | IPP CHP | NG | natural gas nonpeaker | FALSE
10350 | Natural Gas Fired Combined Cycle | CA | 8 | Y | IPP CHP | NG | natural gas nonpeaker | FALSE
10354 | Wood/Wood Waste Biomass | ST | 36 | N | IPP Non-CHP | WDS | biomass | TRUE
10356 | Wood/Wood Waste Biomass | ST | 34 | N | IPP Non-CHP | WDS | biomass | TRUE
10360 | Conventional Steam Coal | ST | 18 | Y | Industrial CHP | BIT | hard coal | FALSE
10360 | Conventional Steam Coal | ST | 23 | Y | Industrial CHP | BIT | hard coal | FALSE
10360 | Conventional Steam Coal | ST | 38 | Y | Industrial CHP | BIT | hard coal | FALSE
10361 | Natural Gas Fired Combustion Turbine | GT | 21.4 | Y | Industrial CHP | NG | natural gas peaker | FALSE
10361 | Natural Gas Fired Combustion Turbine | GT | 21.4 | Y | Industrial CHP | NG | natural gas peaker | FALSE
10361 | Petroleum Coke | ST | 41.9 | Y | Industrial CHP | PC | petroleum | FALSE
10361 | Petroleum Coke | ST | 41.9 | Y | Industrial CHP | PC | petroleum | FALSE
10362 | Conventional Steam Coal | ST | 10.8 | Y | Industrial CHP | SUB | hard coal | FALSE
10362 | Conventional Steam Coal | ST | 29.5 | Y | Industrial CHP | SUB | hard coal | FALSE
10362 | Conventional Steam Coal | ST | 45.7 | Y | Industrial CHP | SUB | hard coal | FALSE
10377 | Conventional Steam Coal | ST | 46.3 | Y | IPP CHP | BIT | hard coal | FALSE
10377 | Conventional Steam Coal | ST | 46.3 | Y | IPP CHP | BIT | hard coal | FALSE
10378 | All Other | ST | 53.5 | Y | IPP CHP | TDF | other | FALSE
10378 | All Other | ST | 53.5 | Y | IPP CHP | TDF | other | FALSE
10379 | Wood/Wood Waste Biomass | ST | 47 | N | IPP Non-CHP | WDS | biomass | TRUE
10380 | Conventional Steam Coal | ST | 32 | Y | IPP CHP | BIT | hard coal | FALSE
10382 | Wood/Wood Waste Biomass | ST | 34.7 | Y | IPP CHP | WDS | biomass | FALSE
10384 | Conventional Steam Coal | ST | 57.8 | Y | IPP CHP | BIT | hard coal | FALSE
10384 | Conventional Steam Coal | ST | 57.8 | Y | IPP CHP | BIT | hard coal | FALSE
10387 | Landfill Gas | GT | 1.2 | N | IPP Non-CHP | LFG | biomass | TRUE
10387 | Landfill Gas | GT | 1.2 | N | IPP Non-CHP | LFG | biomass | TRUE
10387 | Landfill Gas | GT | 2.8 | N | IPP Non-CHP | LFG | biomass | TRUE
10395 | Landfill Gas | ST | 17 | N | IPP Non-CHP | LFG | biomass | TRUE
10397 | Other Gases | ST | 4.6 | Y | Industrial CHP | BFG | other | FALSE
10397 | Other Gases | ST | 4.6 | Y | Industrial CHP | BFG | other | FALSE
10397 | Other Gases | ST | 6.9 | Y | Industrial CHP | BFG | other | FALSE
10397 | Other Gases | ST | 6.9 | Y | Industrial CHP | BFG | other | FALSE
10397 | Other Gases | ST | 20.2 | Y | Industrial CHP | BFG | other | FALSE
10398 | Other Gases | ST | 10 | Y | Industrial CHP | BFG | other | FALSE
10398 | Other Gases | ST | 10 | Y | Industrial CHP | BFG | other | FALSE
10398 | Other Gases | ST | 15 | Y | Industrial CHP | BFG | other | FALSE
10398 | Other Gases | ST | 10 | Y | Industrial CHP | BFG | other | FALSE
10398 | Other Gases | ST | 23 | Y | Industrial CHP | BFG | other | FALSE
10405 | Natural Gas Fired Combined Cycle | CT | 22 | Y | IPP CHP | NG | natural gas nonpeaker | FALSE
10405 | Natural Gas Fired Combined Cycle | CA | 11.8 | Y | IPP CHP | NG | natural gas nonpeaker | FALSE
10408 | Natural Gas Internal Combustion Engine | IC | 2 | Y | Commercial CHP | NG | natural gas peaker | FALSE
10412 | Conventional Hydroelectric | HY | 1.1 | N | Industrial Non-CHP | WAT | hydro | FALSE
10413 | Conventional Hydroelectric | HY | 1.7 | N | Industrial Non-CHP | WAT | hydro | FALSE
10413 | Conventional Hydroelectric | HY | 1.7 | N | Industrial Non-CHP | WAT | hydro | FALSE
10416 | Natural Gas Steam Turbine | ST | 5 | Y | Industrial CHP | NG | natural gas peaker | FALSE
10416 | Natural Gas Steam Turbine | ST | 5 | Y | Industrial CHP | NG | natural gas peaker | FALSE
10416 | Natural Gas Steam Turbine | ST | 6 | Y | Industrial CHP | NG | natural gas peaker | FALSE
10416 | Natural Gas Fired Combustion Turbine | GT | 82 | Y | Industrial CHP | NG | natural gas peaker | FALSE
10417 | Natural Gas Steam Turbine | ST | 3.5 | Y | Industrial CHP | NG | natural gas peaker | FALSE
10418 | Other Gases | ST | 5.2 | Y | Industrial CHP | OG | other | FALSE
10418 | Other Gases | ST | 42.5 | Y | Industrial CHP | OG | other | FALSE
10421 | Conventional Hydroelectric | HY | 1.8 | N | IPP Non-CHP | WAT | hydro | TRUE
10422 | Conventional Hydroelectric | HY | 3 | N | IPP Non-CHP | WAT | hydro | TRUE
10422 | Conventional Hydroelectric | HY | 0.5 | N | IPP Non-CHP | WAT | hydro | TRUE
10423 | Conventional Hydroelectric | HY | 5.5 | N | IPP Non-CHP | WAT | hydro | TRUE
10424 | Conventional Hydroelectric | HY | 7.8 | N | IPP Non-CHP | WAT | hydro | TRUE
10425 | Wood/Wood Waste Biomass | ST | 36.8 | Y | Industrial CHP | BLQ | biomass | FALSE
10426 | Wood/Wood Waste Biomass | ST | 5 | Y | Industrial CHP | BLQ | biomass | FALSE
10426 | Wood/Wood Waste Biomass | ST | 5 | Y | Industrial CHP | BLQ | biomass | FALSE
10426 | Wood/Wood Waste Biomass | ST | 20 | Y | Industrial CHP | BLQ | biomass | FALSE
10426 | Wood/Wood Waste Biomass | ST | 31 | Y | Industrial CHP | BLQ | biomass | FALSE
10427 | Natural Gas Fired Combustion Turbine | GT | 34 | Y | Industrial CHP | NG | natural gas peaker | FALSE
10430 | Natural Gas Steam Turbine | ST | 11 | Y | Industrial CHP | NG | natural gas peaker | FALSE
10430 | Natural Gas Steam Turbine | ST | 11 | Y | Industrial CHP | NG | natural gas peaker | FALSE
10430 | Natural Gas Steam Turbine | ST | 4.1 | Y | Industrial CHP | NG | natural gas peaker | FALSE
10431 | Natural Gas Fired Combustion Turbine | GT | 8.6 | Y | Industrial CHP | NG | natural gas peaker | FALSE
10434 | All Other | ST | 8 | Y | Industrial CHP | WH | other | FALSE
10434 | All Other | ST | 48 | Y | Industrial CHP | WH | other | FALSE
10434 | All Other | ST | 32 | Y | Industrial CHP | WH | other | FALSE
10434 | All Other | ST | 24 | N | Industrial CHP | WH | other | FALSE
10435 | Municipal Solid Waste | ST | 16.5 | N | IPP Non-CHP | MSW | biomass | TRUE
10435 | Municipal Solid Waste | ST | 16.5 | N | IPP Non-CHP | MSW | biomass | TRUE
10436 | Natural Gas Fired Combustion Turbine | GT | 31 | Y | Industrial CHP | NG | natural gas peaker | FALSE
10436 | Natural Gas Fired Combustion Turbine | GT | 18 | Y | Industrial CHP | NG | natural gas peaker | FALSE
10436 | Natural Gas Fired Combustion Turbine | GT | 18 | Y | Industrial CHP | NG | natural gas peaker | FALSE
10436 | Natural Gas Fired Combustion Turbine | GT | 18 | Y | Industrial CHP | NG | natural gas peaker | FALSE
10436 | Natural Gas Fired Combustion Turbine | GT | 18 | Y | Industrial CHP | NG | natural gas peaker | FALSE
10436 | Natural Gas Fired Combustion Turbine | GT | 31 | Y | Industrial CHP | NG | natural gas peaker | FALSE
10436 | All Other | ST | 7.5 | N | Industrial CHP | WH | other | FALSE
10439 | Solar Thermal without Energy Storage | ST | 36 | N | IPP Non-CHP | SUN | solar thermal | TRUE
10440 | Solar Thermal without Energy Storage | ST | 36 | N | IPP Non-CHP | SUN | solar thermal | TRUE
10441 | Solar Thermal without Energy Storage | ST | 36 | N | IPP Non-CHP | SUN | solar thermal | TRUE
10442 | Solar Thermal without Energy Storage | ST | 36 | N | IPP Non-CHP | SUN | solar thermal | TRUE
10443 | Solar Thermal without Energy Storage | ST | 36 | N | IPP Non-CHP | SUN | solar thermal | TRUE
10444 | Solar Thermal without Energy Storage | ST | 88 | N | IPP Non-CHP | SUN | solar thermal | TRUE
10446 | Solar Thermal without Energy Storage | ST | 88 | N | IPP Non-CHP | SUN | solar thermal | TRUE
10453 | Conventional Hydroelectric | HY | 0.2 | N | IPP Non-CHP | WAT | hydro | TRUE
10453 | Conventional Hydroelectric | HY | 1.5 | N | IPP Non-CHP | WAT | hydro | TRUE
10453 | Conventional Hydroelectric | HY | 1.5 | N | IPP Non-CHP | WAT | hydro | TRUE
10458 | Conventional Hydroelectric | HY | 29.9 | N | IPP Non-CHP | WAT | hydro | TRUE
10464 | Wood/Wood Waste Biomass | ST | 55 | N | IPP Non-CHP | WDS | biomass | TRUE
10466 | All Other | ST | 7.5 | Y | Industrial CHP | PUR | other | FALSE
10466 | All Other | ST | 8.6 | Y | Industrial CHP | PUR | other | FALSE
10466 | All Other | ST | 5 | Y | Industrial CHP | PUR | other | FALSE
10467 | Conventional Hydroelectric | HY | 3.3 | N | IPP Non-CHP | WAT | hydro | TRUE
10471 | Landfill Gas | ST | 5 | N | Commercial Non-CHP | LFG | biomass | FALSE
10472 | Landfill Gas | ST | 45 | N | Commercial Non-CHP | LFG | biomass | FALSE
10472 | Landfill Gas | IC | 2.7 | N | Commercial Non-CHP | LFG | biomass | FALSE
10472 | Landfill Gas | IC | 2.7 | N | Commercial Non-CHP | LFG | biomass | FALSE
10472 | Landfill Gas | IC | 2.7 | N | Commercial Non-CHP | LFG | biomass | FALSE
10475 | Other Gases | OT | 18.8 | N | Industrial Non-CHP | BFG | other | FALSE
10477 | Wood/Wood Waste Biomass | ST | 27.2 | Y | Industrial CHP | BLQ | biomass | FALSE
10477 | Wood/Wood Waste Biomass | ST | 37.5 | Y | Industrial CHP | BLQ | biomass | FALSE
10478 | Natural Gas Fired Combined Cycle | CT | 21.5 | Y | Commercial CHP | NG | natural gas nonpeaker | FALSE
10478 | Natural Gas Fired Combined Cycle | CA | 5.7 | Y | Commercial CHP | NG | natural gas nonpeaker | FALSE
10479 | Geothermal | BT | 4 | N | IPP Non-CHP | GEO | geothermal | TRUE
10479 | Geothermal | BT | 4 | N | IPP Non-CHP | GEO | geothermal | TRUE
10479 | Geothermal | BT | 4 | N | IPP Non-CHP | GEO | geothermal | TRUE
10480 | Geothermal | BT | 3.2 | N | IPP Non-CHP | GEO | geothermal | TRUE
10480 | Geothermal | BT | 3.2 | N | IPP Non-CHP | GEO | geothermal | TRUE
10481 | Geothermal | BT | 3 | N | IPP Non-CHP | GEO | geothermal | TRUE
10481 | Geothermal | BT | 3 | N | IPP Non-CHP | GEO | geothermal | TRUE
10481 | Geothermal | BT | 3 | N | IPP Non-CHP | GEO | geothermal | TRUE
10481 | Geothermal | BT | 3.8 | N | IPP Non-CHP | GEO | geothermal | TRUE
10481 | Geothermal | BT | 4.6 | N | IPP Non-CHP | GEO | geothermal | TRUE
10481 | Geothermal | BT | 4.2 | N | IPP Non-CHP | GEO | geothermal | TRUE
10486 | Wood/Wood Waste Biomass | ST | 40 | Y | Industrial CHP | BLQ | biomass | FALSE
10486 | Wood/Wood Waste Biomass | ST | 6.2 | Y | Industrial CHP | BLQ | biomass | FALSE
10487 | Conventional Hydroelectric | HY | 2.2 | N | Industrial Non-CHP | WAT | hydro | FALSE
10487 | Conventional Hydroelectric | HY | 2.2 | N | Industrial Non-CHP | WAT | hydro | FALSE
10487 | Conventional Hydroelectric | HY | 2.2 | N | Industrial Non-CHP | WAT | hydro | FALSE
10487 | Conventional Hydroelectric | HY | 2.2 | N | Industrial Non-CHP | WAT | hydro | FALSE
10487 | Conventional Hydroelectric | HY | 2.2 | N | Industrial Non-CHP | WAT | hydro | FALSE
10487 | Conventional Hydroelectric | HY | 1.6 | N | Industrial Non-CHP | WAT | hydro | FALSE
10487 | Conventional Hydroelectric | HY | 1.6 | N | Industrial Non-CHP | WAT | hydro | FALSE
10488 | Wood/Wood Waste Biomass | ST | 61.5 | Y | Industrial CHP | BLQ | biomass | FALSE
10490 | Conventional Hydroelectric | HY | 1.5 | N | IPP Non-CHP | WAT | hydro | TRUE
10491 | Natural Gas Steam Turbine | ST | 12.5 | Y | Industrial CHP | NG | natural gas peaker | FALSE
10493 | Conventional Hydroelectric | HY | 8.1 | N | IPP Non-CHP | WAT | hydro | TRUE
10493 | Conventional Hydroelectric | HY | 8.1 | N | IPP Non-CHP | WAT | hydro | TRUE
10493 | Conventional Hydroelectric | HY | 8.8 | N | IPP Non-CHP | WAT | hydro | TRUE
10493 | Conventional Hydroelectric | HY | 4.3 | N | IPP Non-CHP | WAT | hydro | TRUE
10493 | Conventional Hydroelectric | HY | 7.6 | N | IPP Non-CHP | WAT | hydro | TRUE
10493 | Conventional Hydroelectric | HY | 7.6 | N | IPP Non-CHP | WAT | hydro | TRUE
10494 | Conventional Hydroelectric | HY | 1.7 | N | IPP Non-CHP | WAT | hydro | TRUE
10494 | Conventional Hydroelectric | HY | 1.7 | N | IPP Non-CHP | WAT | hydro | TRUE
10494 | Conventional Hydroelectric | HY | 0.2 | N | IPP Non-CHP | WAT | hydro | TRUE
10494 | Conventional Hydroelectric | HY | 9.7 | N | IPP Non-CHP | WAT | hydro | TRUE
10494 | Conventional Hydroelectric | HY | 9.7 | N | IPP Non-CHP | WAT | hydro | TRUE
10494 | Conventional Hydroelectric | HY | 1 | N | IPP Non-CHP | WAT | hydro | TRUE
10495 | Wood/Wood Waste Biomass | ST | 85 | Y | IPP CHP | BLQ | biomass | FALSE
10496 | Natural Gas Fired Combustion Turbine | GT | 72 | Y | IPP CHP | NG | natural gas peaker | FALSE
10496 | Natural Gas Fired Combustion Turbine | GT | 72 | Y | IPP CHP | NG | natural gas peaker | FALSE
10496 | Natural Gas Fired Combustion Turbine | GT | 72 | Y | IPP CHP | NG | natural gas peaker | FALSE
10496 | Natural Gas Fired Combustion Turbine | GT | 72 | Y | IPP CHP | NG | natural gas peaker | FALSE
10501 | Natural Gas Fired Combustion Turbine | GT | 36 | Y | IPP CHP | NG | natural gas peaker | FALSE
10502 | Wood/Wood Waste Biomass | ST | 18.5 | N | IPP Non-CHP | WDS | biomass | TRUE
10503 | Municipal Solid Waste | ST | 11.5 | N | IPP Non-CHP | MSW | biomass | TRUE
10504 | Conventional Steam Coal | ST | 1.2 | Y | Industrial CHP | BIT | hard coal | FALSE
10504 | Conventional Steam Coal | ST | 2.3 | Y | Industrial CHP | BIT | hard coal | FALSE
10504 | Conventional Steam Coal | ST | 5 | Y | Industrial CHP | BIT | hard coal | FALSE
10511 | Wood/Wood Waste Biomass | ST | 23 | Y | Industrial CHP | WDL | biomass | FALSE
10519 | Conventional Hydroelectric | HY | 0.1 | N | IPP Non-CHP | WAT | hydro | TRUE
10519 | Conventional Hydroelectric | HY | 0.2 | N | IPP Non-CHP | WAT | hydro | TRUE
10519 | Conventional Hydroelectric | HY | 0.1 | N | IPP Non-CHP | WAT | hydro | TRUE
10519 | Conventional Hydroelectric | HY | 0.3 | N | IPP Non-CHP | WAT | hydro | TRUE
10520 | Conventional Hydroelectric | HY | 1.6 | N | IPP Non-CHP | WAT | hydro | TRUE
10520 | Conventional Hydroelectric | HY | 1 | N | IPP Non-CHP | WAT | hydro | TRUE
10520 | Conventional Hydroelectric | HY | 1 | N | IPP Non-CHP | WAT | hydro | TRUE
10521 | Natural Gas Fired Combined Cycle | CA | 1.5 | Y | Industrial CHP | NG | natural gas nonpeaker | FALSE
10521 | Natural Gas Fired Combined Cycle | CT | 8.3 | Y | Industrial CHP | NG | natural gas nonpeaker | FALSE
10521 | Natural Gas Fired Combined Cycle | CT | 8.3 | Y | Industrial CHP | NG | natural gas nonpeaker | FALSE
10521 | Natural Gas Fired Combined Cycle | CA | 2.2 | Y | Industrial CHP | NG | natural gas nonpeaker | FALSE
10521 | Natural Gas Fired Combined Cycle | CA | 1.7 | Y | Industrial CHP | NG | natural gas nonpeaker | FALSE
10523 | Conventional Hydroelectric | HY | 3.3 | N | IPP Non-CHP | WAT | hydro | TRUE
10523 | Conventional Hydroelectric | HY | 0.7 | N | IPP Non-CHP | WAT | hydro | TRUE
10525 | Wood/Wood Waste Biomass | ST | 47 | N | IPP Non-CHP | WDS | biomass | TRUE
10526 | Conventional Hydroelectric | HY | 5 | N | IPP Non-CHP | WAT | hydro | TRUE
10530 | Conventional Hydroelectric | HY | 0.9 | N | IPP Non-CHP | WAT | hydro | TRUE
10530 | Conventional Hydroelectric | HY | 0.9 | N | IPP Non-CHP | WAT | hydro | TRUE
10530 | Conventional Hydroelectric | HY | 1 | N | IPP Non-CHP | WAT | hydro | TRUE
10530 | Conventional Hydroelectric | HY | 0.9 | N | IPP Non-CHP | WAT | hydro | TRUE
10530 | Conventional Hydroelectric | HY | 1 | N | IPP Non-CHP | WAT | hydro | TRUE
10531 | Conventional Hydroelectric | HY | 4.3 | N | IPP Non-CHP | WAT | hydro | TRUE
10531 | Conventional Hydroelectric | HY | 4.3 | N | IPP Non-CHP | WAT | hydro | TRUE
10532 | Landfill Gas | IC | 0.8 | N | IPP Non-CHP | LFG | biomass | TRUE
10532 | Landfill Gas | IC | 0.8 | N | IPP Non-CHP | LFG | biomass | TRUE
10532 | Landfill Gas | IC | 0.8 | N | IPP Non-CHP | LFG | biomass | TRUE
10532 | Landfill Gas | IC | 0.8 | N | IPP Non-CHP | LFG | biomass | TRUE
10538 | Conventional Hydroelectric | HY | 0.5 | N | IPP Non-CHP | WAT | hydro | TRUE
10538 | Conventional Hydroelectric | HY | 0.5 | N | IPP Non-CHP | WAT | hydro | TRUE
10538 | Conventional Hydroelectric | HY | 0.2 | N | IPP Non-CHP | WAT | hydro | TRUE
10538 | Conventional Hydroelectric | HY | 0.2 | N | IPP Non-CHP | WAT | hydro | TRUE
10538 | Conventional Hydroelectric | HY | 0.2 | N | IPP Non-CHP | WAT | hydro | TRUE
10538 | Conventional Hydroelectric | HY | 1.2 | N | IPP Non-CHP | WAT | hydro | TRUE
10538 | Conventional Hydroelectric | HY | 1.2 | N | IPP Non-CHP | WAT | hydro | TRUE
10539 | Conventional Hydroelectric | HY | 1 | N | IPP Non-CHP | WAT | hydro | TRUE
10539 | Conventional Hydroelectric | HY | 0.3 | N | IPP Non-CHP | WAT | hydro | TRUE
10540 | Conventional Hydroelectric | HY | 0.4 | N | IPP Non-CHP | WAT | hydro | TRUE
10540 | Conventional Hydroelectric | HY | 0.4 | N | IPP Non-CHP | WAT | hydro | TRUE
10540 | Conventional Hydroelectric | HY | 0.4 | N | IPP Non-CHP | WAT | hydro | TRUE
10544 | Conventional Hydroelectric | HY | 0.8 | N | IPP Non-CHP | WAT | hydro | TRUE
10544 | Conventional Hydroelectric | HY | 0.6 | N | IPP Non-CHP | WAT | hydro | TRUE
10545 | Conventional Hydroelectric | HY | 1.4 | N | IPP Non-CHP | WAT | hydro | TRUE
10545 | Conventional Hydroelectric | HY | 1.4 | N | IPP Non-CHP | WAT | hydro | TRUE
10545 | Conventional Hydroelectric | HY | 0.3 | N | IPP Non-CHP | WAT | hydro | TRUE
10546 | Conventional Hydroelectric | HY | 0.4 | N | IPP Non-CHP | WAT | hydro | TRUE
10546 | Conventional Hydroelectric | HY | 0.4 | N | IPP Non-CHP | WAT | hydro | TRUE
10546 | Conventional Hydroelectric | HY | 0.4 | N | IPP Non-CHP | WAT | hydro | TRUE
10547 | Conventional Hydroelectric | HY | 1.1 | N | IPP Non-CHP | WAT | hydro | TRUE
10547 | Conventional Hydroelectric | HY | 3.3 | N | IPP Non-CHP | WAT | hydro | TRUE
10547 | Conventional Hydroelectric | HY | 3.3 | N | IPP Non-CHP | WAT | hydro | TRUE
10548 | Natural Gas Fired Combustion Turbine | GT | 5.6 | Y | Commercial CHP | NG | natural gas peaker | FALSE
10549 | Landfill Gas | IC | 0.8 | N | IPP Non-CHP | LFG | biomass | TRUE
10549 | Landfill Gas | IC | 0.8 | N | IPP Non-CHP | LFG | biomass | TRUE
10549 | Landfill Gas | IC | 0.8 | N | IPP Non-CHP | LFG | biomass | TRUE
10550 | Conventional Hydroelectric | HY | 1.8 | N | IPP Non-CHP | WAT | hydro | TRUE
10553 | Petroleum Liquids | IC | 0.1 | N | Industrial Non-CHP | DFO | petroleum | FALSE
10553 | Petroleum Liquids | IC | 0.3 | N | Industrial Non-CHP | DFO | petroleum | FALSE
10553 | Petroleum Liquids | IC | 0.3 | N | Industrial Non-CHP | DFO | petroleum | FALSE
10553 | Petroleum Liquids | IC | 0.3 | N | Industrial Non-CHP | DFO | petroleum | FALSE
10554 | Natural Gas Fired Combined Cycle | CT | 32 | Y | Industrial CHP | NG | natural gas nonpeaker | FALSE
10554 | Natural Gas Fired Combined Cycle | CA | 28.5 | Y | Industrial CHP | NG | natural gas nonpeaker | FALSE
10554 | Natural Gas Fired Combined Cycle | CA | 57.5 | Y | Industrial CHP | NG | natural gas nonpeaker | FALSE
10554 | Natural Gas Fired Combined Cycle | CA | 47.3 | Y | Industrial CHP | NG | natural gas nonpeaker | FALSE
10554 | Natural Gas Fired Combined Cycle | CT | 72 | Y | Industrial CHP | NG | natural gas nonpeaker | FALSE
10554 | Natural Gas Fired Combined Cycle | CT | 72 | Y | Industrial CHP | NG | natural gas nonpeaker | FALSE
10554 | Natural Gas Fired Combined Cycle | CT | 72 | Y | Industrial CHP | NG | natural gas nonpeaker | FALSE
10554 | Natural Gas Fired Combined Cycle | CT | 72 | Y | Industrial CHP | NG | natural gas nonpeaker | FALSE
10554 | Natural Gas Fired Combined Cycle | CT | 72 | Y | Industrial CHP | NG | natural gas nonpeaker | FALSE
10554 | Natural Gas Fired Combined Cycle | CT | 72 | Y | Industrial CHP | NG | natural gas nonpeaker | FALSE
10555 | Conventional Hydroelectric | HY | 3.6 | N | IPP Non-CHP | WAT | hydro | TRUE
10556 | Conventional Hydroelectric | HY | 7.1 | N | IPP Non-CHP | WAT | hydro | TRUE
10556 | Conventional Hydroelectric | HY | 7.1 | N | IPP Non-CHP | WAT | hydro | TRUE
10556 | Conventional Hydroelectric | HY | 7.5 | N | IPP Non-CHP | WAT | hydro | TRUE
10560 | Wood/Wood Waste Biomass | ST | 4.7 | Y | Industrial CHP | BLQ | biomass | FALSE
10560 | Wood/Wood Waste Biomass | ST | 7 | Y | Industrial CHP | BLQ | biomass | FALSE
10560 | Wood/Wood Waste Biomass | ST | 7 | Y | Industrial CHP | BLQ | biomass | FALSE
10560 | Wood/Wood Waste Biomass | ST | 27.9 | Y | Industrial CHP | BLQ | biomass | FALSE
10560 | Wood/Wood Waste Biomass | ST | 25.1 | Y | Industrial CHP | BLQ | biomass | FALSE
10562 | Wood/Wood Waste Biomass | ST | 6.5 | Y | Industrial CHP | WDS | biomass | FALSE
10562 | Other Waste Biomass | ST | 21 | Y | Industrial CHP | OBS | biomass | FALSE
10562 | Wood/Wood Waste Biomass | ST | 21 | Y | Industrial CHP | WDS | biomass | FALSE
10566 | Conventional Steam Coal | ST | 244 | Y | IPP CHP | BIT | hard coal | FALSE
10567 | Natural Gas Fired Combined Cycle | CT | 35 | Y | IPP CHP | NG | natural gas nonpeaker | FALSE
10567 | Natural Gas Fired Combined Cycle | CT | 13 | Y | IPP CHP | NG | natural gas nonpeaker | FALSE
10567 | Natural Gas Fired Combined Cycle | CA | 16 | Y | IPP CHP | NG | natural gas nonpeaker | FALSE
10568 | Natural Gas Fired Combustion Turbine | GT | 26 | Y | Industrial CHP | NG | natural gas peaker | FALSE
10570 | Conventional Hydroelectric | HY | 3 | N | IPP Non-CHP | WAT | hydro | TRUE
10586 | Onshore Wind Turbine | WT | 59.6 | N | IPP Non-CHP | WND | onshore wind | TRUE
10593 | Other Waste Biomass | ST | 10.9 | N | IPP Non-CHP | AB | biomass | TRUE
10597 | Onshore Wind Turbine | WT | 29 | N | IPP Non-CHP | WND | onshore wind | TRUE
10600 | Natural Gas Fired Combustion Turbine | GT | 3.1 | Y | Industrial CHP | NG | natural gas peaker | FALSE
10601 | All Other | ST | 30.7 | Y | Industrial CHP | WH | other | FALSE
10603 | Conventional Steam Coal | ST | 50 | Y | IPP CHP | WC | hard coal | FALSE
10604 | Other Waste Biomass | ST | 10 | Y | Industrial CHP | AB | biomass | FALSE
10604 | Other Waste Biomass | ST | 20 | Y | Industrial CHP | AB | biomass | FALSE
10604 | Other Waste Biomass | ST | 16.1 | Y | Industrial CHP | AB | biomass | FALSE
10605 | Wood/Wood Waste Biomass | ST | 9.2 | Y | Industrial CHP | BLQ | biomass | FALSE
10605 | Wood/Wood Waste Biomass | ST | 50 | Y | Industrial CHP | BLQ | biomass | FALSE
10605 | Wood/Wood Waste Biomass | ST | 13 | Y | Industrial CHP | BLQ | biomass | FALSE
10606 | Wood/Wood Waste Biomass | ST | 28 | Y | Industrial CHP | BLQ | biomass | FALSE
10606 | Wood/Wood Waste Biomass | ST | 30.6 | Y | Industrial CHP | BLQ | biomass | FALSE
10606 | Wood/Wood Waste Biomass | ST | 36 | Y | Industrial CHP | BLQ | biomass | FALSE
10608 | Conventional Hydroelectric | HY | 2.1 | N | IPP Non-CHP | WAT | hydro | TRUE
10608 | Conventional Hydroelectric | HY | 0.9 | N | IPP Non-CHP | WAT | hydro | TRUE
10608 | Conventional Hydroelectric | HY | 0.7 | N | IPP Non-CHP | WAT | hydro | TRUE
10608 | Conventional Hydroelectric | HY | 0.6 | N | IPP Non-CHP | WAT | hydro | TRUE
10610 | Wood/Wood Waste Biomass | ST | 22.6 | Y | Industrial CHP | BLQ | biomass | FALSE
10610 | Wood/Wood Waste Biomass | ST | 31.2 | Y | Industrial CHP | BLQ | biomass | FALSE
10611 | Natural Gas Steam Turbine | ST | 7 | Y | Industrial CHP | NG | natural gas peaker | FALSE
10611 | Wood/Wood Waste Biomass | ST | 44.6 | Y | Industrial CHP | BLQ | biomass | FALSE
10611 | Wood/Wood Waste Biomass | ST | 25.1 | Y | Industrial CHP | BLQ | biomass | FALSE
10612 | Wood/Wood Waste Biomass | ST | 67.7 | Y | Industrial CHP | BLQ | biomass | FALSE
10612 | Petroleum Coke | ST | 60 | Y | Industrial CHP | PC | petroleum | FALSE
10613 | Conventional Hydroelectric | HY | 2.9 | N | Industrial CHP | WAT | hydro | FALSE
10613 | Conventional Hydroelectric | HY | 1.1 | N | Industrial CHP | WAT | hydro | FALSE
10613 | Conventional Hydroelectric | HY | 2.9 | N | Industrial CHP | WAT | hydro | FALSE
10613 | Conventional Hydroelectric | HY | 3.1 | N | Industrial CHP | WAT | hydro | FALSE
10613 | Conventional Hydroelectric | HY | 0.8 | N | Industrial CHP | WAT | hydro | FALSE
10613 | Conventional Hydroelectric | HY | 0.8 | N | Industrial CHP | WAT | hydro | FALSE
10613 | Conventional Hydroelectric | HY | 0.8 | N | Industrial CHP | WAT | hydro | FALSE
10613 | Conventional Hydroelectric | HY | 1.5 | N | Industrial CHP | WAT | hydro | FALSE
10613 | Conventional Hydroelectric | HY | 1.9 | N | Industrial CHP | WAT | hydro | FALSE
10613 | Conventional Hydroelectric | HY | 1.9 | N | Industrial CHP | WAT | hydro | FALSE
10613 | Wood/Wood Waste Biomass | ST | 26 | Y | Industrial CHP | BLQ | biomass | FALSE
10613 | Wood/Wood Waste Biomass | ST | 20 | Y | Industrial CHP | BLQ | biomass | FALSE
10617 | Natural Gas Fired Combined Cycle | CT | 52.9 | Y | IPP CHP | NG | natural gas nonpeaker | FALSE
10617 | Natural Gas Fired Combined Cycle | CA | 31 | Y | IPP CHP | NG | natural gas nonpeaker | FALSE
10620 | Natural Gas Fired Combined Cycle | CT | 38.2 | N | IPP Non-CHP | NG | natural gas nonpeaker | TRUE
10620 | Natural Gas Fired Combined Cycle | CA | 21 | N | IPP Non-CHP | NG | natural gas nonpeaker | TRUE
10621 | Natural Gas Fired Combined Cycle | CT | 54.8 | N | IPP Non-CHP | NG | natural gas nonpeaker | TRUE
10621 | Natural Gas Fired Combined Cycle | CA | 32.2 | N | IPP Non-CHP | NG | natural gas nonpeaker | TRUE
10623 | Natural Gas Fired Combined Cycle | CT | 22.1 | Y | Commercial CHP | NG | natural gas nonpeaker | FALSE
10623 | Natural Gas Fired Combined Cycle | CA | 1.5 | Y | Commercial CHP | NG | natural gas nonpeaker | FALSE
10627 | Wood/Wood Waste Biomass | ST | 32 | Y | Industrial CHP | BLQ | biomass | FALSE
10627 | Wood/Wood Waste Biomass | ST | 15 | Y | Industrial CHP | BLQ | biomass | FALSE
10627 | Wood/Wood Waste Biomass | ST | 13 | Y | Industrial CHP | BLQ | biomass | FALSE
10629 | Municipal Solid Waste | ST | 57 | N | IPP CHP | MSW | biomass | FALSE
10629 | Municipal Solid Waste | ST | 4.3 | Y | IPP CHP | MSW | biomass | FALSE
10631 | Geothermal | ST | 42 | N | IPP Non-CHP | GEO | geothermal | TRUE
10632 | Geothermal | ST | 42 | N | IPP Non-CHP | GEO | geothermal | TRUE
10633 | Natural Gas Fired Combined Cycle | CT | 84.1 | Y | IPP CHP | NG | natural gas nonpeaker | FALSE
10633 | Natural Gas Fired Combined Cycle | CT | 84.1 | Y | IPP CHP | NG | natural gas nonpeaker | FALSE
10633 | Natural Gas Fired Combined Cycle | CT | 84.1 | Y | IPP CHP | NG | natural gas nonpeaker | FALSE
10633 | Natural Gas Fired Combined Cycle | CA | 96 | Y | IPP CHP | NG | natural gas nonpeaker | FALSE
10634 | Geothermal | ST | 42 | N | IPP Non-CHP | GEO | geothermal | TRUE
10635 | Natural Gas Fired Combustion Turbine | GT | 40 | Y | IPP CHP | NG | natural gas peaker | FALSE
10641 | Conventional Steam Coal | ST | 88 | Y | IPP CHP | WC | hard coal | FALSE
10642 | Municipal Solid Waste | ST | 71.8 | N | IPP Non-CHP | MSW | biomass | TRUE
10643 | Municipal Solid Waste | ST | 30 | N | IPP Non-CHP | MSW | biomass | TRUE
10643 | Municipal Solid Waste | ST | 30 | N | IPP Non-CHP | MSW | biomass | TRUE
10646 | Municipal Solid Waste | ST | 12 | N | IPP Non-CHP | MSW | biomass | TRUE
10648 | Landfill Gas | IC | 1.7 | N | IPP Non-CHP | LFG | biomass | TRUE
10648 | Landfill Gas | IC | 1.7 | N | IPP Non-CHP | LFG | biomass | TRUE
10648 | Landfill Gas | IC | 1.7 | N | IPP Non-CHP | LFG | biomass | TRUE
10649 | Natural Gas Fired Combustion Turbine | GT | 46 | Y | IPP CHP | NG | natural gas peaker | FALSE
10650 | Natural Gas Fired Combustion Turbine | GT | 46 | Y | IPP CHP | NG | natural gas peaker | FALSE
10652 | Wood/Wood Waste Biomass | ST | 31 | Y | IPP CHP | WDS | biomass | FALSE
10656 | Conventional Hydroelectric | HY | 0.3 | N | Industrial Non-CHP | WAT | hydro | FALSE
10656 | Conventional Hydroelectric | HY | 0.4 | N | Industrial Non-CHP | WAT | hydro | FALSE
10656 | Conventional Hydroelectric | HY | 0.3 | N | Industrial Non-CHP | WAT | hydro | FALSE
10656 | Conventional Hydroelectric | HY | 0.2 | N | Industrial Non-CHP | WAT | hydro | FALSE
10661 | Wood/Wood Waste Biomass | ST | 12 | Y | Industrial CHP | WDS | biomass | FALSE
10671 | Conventional Steam Coal | ST | 160 | Y | IPP CHP | SUB | hard coal | FALSE
10671 | Conventional Steam Coal | ST | 160 | Y | IPP CHP | SUB | hard coal | FALSE
10672 | Conventional Steam Coal | ST | 250 | Y | IPP CHP | BIT | hard coal | FALSE
10673 | Conventional Steam Coal | ST | 180 | Y | IPP CHP | BIT | hard coal | FALSE
10677 | Natural Gas Fired Combined Cycle | CT | 46 | N | IPP Non-CHP | NG | natural gas nonpeaker | TRUE
10677 | Natural Gas Fired Combined Cycle | CA | 23 | N | IPP Non-CHP | NG | natural gas nonpeaker | TRUE
10678 | Conventional Steam Coal | ST | 180 | Y | IPP CHP | BIT | hard coal | FALSE
10682 | Natural Gas Fired Combined Cycle | CT | 25 | N | IPP Non-CHP | NG | natural gas nonpeaker | TRUE
10682 | Natural Gas Fired Combustion Turbine | GT | 25 | N | IPP Non-CHP | NG | natural gas peaker | TRUE
10682 | Natural Gas Fired Combined Cycle | CT | 32 | N | IPP Non-CHP | NG | natural gas nonpeaker | TRUE
10682 | Natural Gas Fired Combined Cycle | CT | 25 | N | IPP Non-CHP | NG | natural gas nonpeaker | TRUE
10682 | Natural Gas Fired Combined Cycle | CT | 25 | N | IPP Non-CHP | NG | natural gas nonpeaker | TRUE
10682 | Natural Gas Fired Combined Cycle | CA | 30 | N | IPP Non-CHP | NG | natural gas nonpeaker | TRUE
10682 | Natural Gas Fired Combined Cycle | CA | 40 | N | IPP Non-CHP | NG | natural gas nonpeaker | TRUE
10682 | Natural Gas Fired Combined Cycle | CA | 90 | N | IPP Non-CHP | NG | natural gas nonpeaker | TRUE
10684 | Conventional Steam Coal | ST | 7 | Y | Industrial CHP | RC | hard coal | FALSE
10684 | Conventional Steam Coal | ST | 25 | Y | Industrial CHP | RC | hard coal | FALSE
10684 | Conventional Steam Coal | ST | 25 | Y | Industrial CHP | RC | hard coal | FALSE
10685 | Natural Gas Fired Combustion Turbine | GT | 15 | Y | Industrial CHP | NG | natural gas peaker | FALSE
10686 | Wood/Wood Waste Biomass | ST | 13.1 | Y | Electric Utility | WDS | biomass | TRUE
10686 | Wood/Wood Waste Biomass | ST | 15.1 | Y | Electric Utility | WDS | biomass | TRUE
10686 | Conventional Hydroelectric | HY | 0.8 | N | Electric Utility | WAT | hydro | TRUE
10687 | Conventional Hydroelectric | HY | 1.5 | N | IPP Non-CHP | WAT | hydro | TRUE
10687 | Conventional Hydroelectric | HY | 2.1 | N | IPP Non-CHP | WAT | hydro | TRUE
10687 | Conventional Hydroelectric | HY | 1.8 | N | IPP Non-CHP | WAT | hydro | TRUE
10690 | Natural Gas Fired Combustion Turbine | GT | 76.7 | Y | Industrial CHP | NG | natural gas peaker | FALSE
10692 | Natural Gas Fired Combustion Turbine | GT | 27 | Y | Industrial CHP | NG | natural gas peaker | FALSE
10692 | Natural Gas Fired Combustion Turbine | GT | 27 | Y | Industrial CHP | NG | natural gas peaker | FALSE
10692 | Natural Gas Fired Combustion Turbine | GT | 27 | Y | Industrial CHP | NG | natural gas peaker | FALSE
10692 | Natural Gas Fired Combustion Turbine | GT | 76 | Y | Industrial CHP | NG | natural gas peaker | FALSE
10692 | Natural Gas Fired Combustion Turbine | GT | 140 | Y | Industrial CHP | NG | natural gas peaker | FALSE
10693 | Wood/Wood Waste Biomass | ST | 1.3 | Y | Commercial CHP | WDS | biomass | FALSE
10693 | Wood/Wood Waste Biomass | ST | 1.3 | Y | Commercial CHP | WDS | biomass | FALSE
10693 | Petroleum Liquids | IC | 1 | N | Commercial CHP | DFO | petroleum | FALSE
10693 | Petroleum Liquids | IC | 1 | N | Commercial CHP | DFO | petroleum | FALSE
10694 | Conventional Hydroelectric | HY | 0.8 | N | Industrial Non-CHP | WAT | hydro | FALSE
10694 | Conventional Hydroelectric | HY | 0.8 | N | Industrial Non-CHP | WAT | hydro | FALSE
10694 | Conventional Hydroelectric | HY | 0.6 | N | Industrial Non-CHP | WAT | hydro | FALSE
10697 | Wood/Wood Waste Biomass | ST | 16.5 | Y | Industrial CHP | BLQ | biomass | FALSE
10698 | Natural Gas Steam Turbine | ST | 5 | Y | Industrial CHP | NG | natural gas peaker | FALSE
10698 | Natural Gas Steam Turbine | ST | 1.5 | Y | Industrial CHP | NG | natural gas peaker | FALSE
10699 | Wood/Wood Waste Biomass | ST | 12.4 | Y | Industrial CHP | BLQ | biomass | FALSE
10699 | Wood/Wood Waste Biomass | ST | 12.4 | Y | Industrial CHP | BLQ | biomass | FALSE
10699 | Wood/Wood Waste Biomass | ST | 37.4 | Y | Industrial CHP | BLQ | biomass | FALSE
10700 | Wood/Wood Waste Biomass | ST | 7.5 | Y | Industrial CHP | BLQ | biomass | FALSE
10700 | Wood/Wood Waste Biomass | ST | 14 | Y | Industrial CHP | WDS | biomass | FALSE
10706 | Conventional Hydroelectric | HY | 3 | N | IPP Non-CHP | WAT | hydro | TRUE
10707 | Conventional Hydroelectric | HY | 5 | N | IPP Non-CHP | WAT | hydro | TRUE
10708 | Conventional Hydroelectric | HY | 1.1 | N | IPP Non-CHP | WAT | hydro | TRUE
10709 | Conventional Hydroelectric | HY | 1.1 | N | IPP Non-CHP | WAT | hydro | TRUE
10718 | Onshore Wind Turbine | WT | 11.7 | N | IPP Non-CHP | WND | onshore wind | TRUE
10720 | Natural Gas Internal Combustion Engine | IC | 1.7 | Y | Industrial CHP | NG | natural gas peaker | FALSE
10720 | Natural Gas Internal Combustion Engine | IC | 2.1 | Y | Industrial CHP | NG | natural gas peaker | FALSE
10725 | Natural Gas Fired Combined Cycle | CT | 76.3 | Y | IPP CHP | NG | natural gas nonpeaker | FALSE
10725 | Natural Gas Fired Combined Cycle | CA |  | Y | IPP CHP | NG | natural gas nonpeaker | FALSE
10725 | Natural Gas Fired Combined Cycle | CT | 279.6 | Y | IPP CHP | NG | natural gas nonpeaker | FALSE
10725 | Natural Gas Fired Combined Cycle | CT |  | Y | IPP CHP | NG | natural gas nonpeaker | FALSE
10725 | Natural Gas Fired Combined Cycle | CA |  | Y | IPP CHP | NG | natural gas nonpeaker | FALSE
10726 | Natural Gas Fired Combined Cycle | CT | 83 | Y | IPP CHP | NG | natural gas nonpeaker | FALSE
10726 | Natural Gas Fired Combined Cycle | CT | 83 | Y | IPP CHP | NG | natural gas nonpeaker | FALSE
10726 | Natural Gas Fired Combined Cycle | CA | 79 | Y | IPP CHP | NG | natural gas nonpeaker | FALSE
10728 | Conventional Hydroelectric | HY | 1.5 | N | IPP Non-CHP | WAT | hydro | TRUE
10735 | Conventional Hydroelectric | HY | 4 | N | IPP Non-CHP | WAT | hydro | TRUE
10737 | Conventional Hydroelectric | HY | 1 | N | IPP Non-CHP | WAT | hydro | TRUE
10739 | Wood/Wood Waste Biomass | ST | 1.2 | N | Industrial Non-CHP | WDS | biomass | FALSE
10739 | Wood/Wood Waste Biomass | ST | 0.3 | N | Industrial Non-CHP | WDS | biomass | FALSE
10740 | Conventional Hydroelectric | HY | 2.9 | N | IPP Non-CHP | WAT | hydro | TRUE
10740 | Conventional Hydroelectric | HY | 2.9 | N | IPP Non-CHP | WAT | hydro | TRUE
10740 | Conventional Hydroelectric | HY | 2.9 | N | IPP Non-CHP | WAT | hydro | TRUE
10741 | Natural Gas Fired Combined Cycle | CT | 100 | Y | IPP CHP | NG | natural gas nonpeaker | FALSE
10741 | Natural Gas Fired Combined Cycle | CT | 100 | Y | IPP CHP | NG | natural gas nonpeaker | FALSE
10741 | Natural Gas Fired Combined Cycle | CT | 100 | Y | IPP CHP | NG | natural gas nonpeaker | FALSE
10741 | Natural Gas Fired Combined Cycle | CA | 50.3 | N | IPP CHP | NG | natural gas nonpeaker | FALSE
10741 | Natural Gas Fired Combined Cycle | CA | 12.1 | N | IPP CHP | NG | natural gas nonpeaker | FALSE
10743 | Conventional Steam Coal | ST | 50 | Y | IPP CHP | WC | hard coal | FALSE
10745 | Petroleum Liquids | IC | 5.2 | Y | IPP CHP | DFO | petroleum | FALSE
10745 | Natural Gas Fired Combined Cycle | CA | 13.4 | Y | IPP CHP | NG | natural gas nonpeaker | FALSE
10745 | Natural Gas Fired Combined Cycle | CT | 88 | Y | IPP CHP | NG | natural gas nonpeaker | FALSE
10745 | Natural Gas Fired Combined Cycle | CT | 88 | Y | IPP CHP | NG | natural gas nonpeaker | FALSE
10745 | Natural Gas Fired Combined Cycle | CT | 88 | Y | IPP CHP | NG | natural gas nonpeaker | FALSE
10745 | Natural Gas Fired Combined Cycle | CT | 88 | Y | IPP CHP | NG | natural gas nonpeaker | FALSE
10745 | Natural Gas Fired Combined Cycle | CT | 88 | Y | IPP CHP | NG | natural gas nonpeaker | FALSE
10745 | Natural Gas Fired Combined Cycle | CT | 88 | Y | IPP CHP | NG | natural gas nonpeaker | FALSE
10745 | Natural Gas Fired Combined Cycle | CT | 88 | Y | IPP CHP | NG | natural gas nonpeaker | FALSE
10745 | Natural Gas Fired Combined Cycle | CT | 88 | Y | IPP CHP | NG | natural gas nonpeaker | FALSE
10745 | Natural Gas Fired Combined Cycle | CT | 88 | Y | IPP CHP | NG | natural gas nonpeaker | FALSE
10745 | Natural Gas Fired Combined Cycle | CT | 88 | Y | IPP CHP | NG | natural gas nonpeaker | FALSE
10745 | Natural Gas Fired Combined Cycle | CT | 88 | Y | IPP CHP | NG | natural gas nonpeaker | FALSE
10745 | Natural Gas Fired Combined Cycle | CT | 88 | Y | IPP CHP | NG | natural gas nonpeaker | FALSE
10745 | Natural Gas Fired Combined Cycle | CA | 410 | Y | IPP CHP | NG | natural gas nonpeaker | FALSE
10745 | Natural Gas Fired Combined Cycle | CA | 380 | Y | IPP CHP | NG | natural gas nonpeaker | FALSE
10746 | Municipal Solid Waste | ST | 80 | N | IPP Non-CHP | MSW | biomass | TRUE
10748 | Landfill Gas | IC | 1.6 | N | Commercial Non-CHP | LFG | biomass | FALSE
10748 | Landfill Gas | IC | 1 | N | Commercial Non-CHP | LFG | biomass | FALSE
10748 | Landfill Gas | IC | 1 | N | Commercial Non-CHP | LFG | biomass | FALSE
10748 | Landfill Gas | IC | 1.4 | N | Commercial Non-CHP | LFG | biomass | FALSE
10751 | Natural Gas Fired Combined Cycle | CT | 145 | N | IPP Non-CHP | NG | natural gas nonpeaker | TRUE
10751 | Natural Gas Fired Combined Cycle | CA |  | N | IPP Non-CHP | NG | natural gas nonpeaker | TRUE
10752 | Conventional Hydroelectric | HY | 3.6 | N | IPP Non-CHP | WAT | hydro | TRUE
10753 | Conventional Hydroelectric | HY | 4.9 | N | IPP Non-CHP | WAT | hydro | TRUE
10755 | Natural Gas Fired Combined Cycle | CT | 13 | Y | Electric Utility | NG | natural gas nonpeaker | TRUE
10755 | Natural Gas Fired Combined Cycle | CT | 13 | Y | Electric Utility | NG | natural gas nonpeaker | TRUE
10755 | Natural Gas Fired Combined Cycle | CT | 13 | Y | Electric Utility | NG | natural gas nonpeaker | TRUE
10755 | Natural Gas Fired Combined Cycle | CA | 34 | N | Electric Utility | NG | natural gas nonpeaker | TRUE
10759 | Geothermal | ST | 47.5 | N | IPP Non-CHP | GEO | geothermal | TRUE
10761 | Natural Gas Fired Combined Cycle | CT | 41 | N | Electric Utility | NG | natural gas nonpeaker | TRUE
10761 | Natural Gas Fired Combined Cycle | CA | 9 | N | Electric Utility | NG | natural gas nonpeaker | TRUE
10761 | Natural Gas Fired Combined Cycle | CT | 45 | N | Electric Utility | NG | natural gas nonpeaker | TRUE
10761 | Natural Gas Fired Combined Cycle | CT | 45 | N | Electric Utility | NG | natural gas nonpeaker | TRUE
10761 | Natural Gas Fired Combined Cycle | CT | 45 | N | Electric Utility | NG | natural gas nonpeaker | TRUE
10761 | Natural Gas Fired Combined Cycle | CT | 45 | N | Electric Utility | NG | natural gas nonpeaker | TRUE
10761 | Natural Gas Fired Combined Cycle | CA | 26 | N | Electric Utility | NG | natural gas nonpeaker | TRUE
10761 | Natural Gas Fired Combined Cycle | CA | 26 | N | Electric Utility | NG | natural gas nonpeaker | TRUE
10763 | Geothermal | BT | 3.2 | N | IPP Non-CHP | GEO | geothermal | TRUE
10763 | Geothermal | ST | 13.5 | N | IPP Non-CHP | GEO | geothermal | TRUE
10764 | Wood/Wood Waste Biomass | ST | 11.5 | N | IPP Non-CHP | WDS | biomass | TRUE
10765 | Wood/Wood Waste Biomass | ST | 20.2 | N | IPP Non-CHP | WDS | biomass | TRUE
10766 | Wood/Wood Waste Biomass | ST | 20.4 | N | IPP Non-CHP | WDS | biomass | TRUE
10767 | Wood/Wood Waste Biomass | ST | 24.3 | N | IPP Non-CHP | WDS | biomass | TRUE
10768 | Conventional Steam Coal | ST | 33 | Y | IPP CHP | BIT | hard coal | FALSE
10771 | Wood/Wood Waste Biomass | ST | 51 | N | Electric Utility | WDS | biomass | TRUE
10772 | Wood/Wood Waste Biomass | ST | 24.4 | N | IPP Non-CHP | WDS | biomass | TRUE
10773 | Wood/Wood Waste Biomass | ST | 51 | N | Electric Utility | WDS | biomass | TRUE
10774 | Wood/Wood Waste Biomass | ST | 51 | Y | Electric Utility | WDS | biomass | TRUE
10776 | Natural Gas Fired Combustion Turbine | GT | 48.5 | Y | IPP CHP | NG | natural gas peaker | FALSE
10777 | Wood/Wood Waste Biomass | ST | 30 | N | IPP Non-CHP | WDS | biomass | TRUE
10781 | Conventional Hydroelectric | HY | 0.2 | N | IPP Non-CHP | WAT | hydro | TRUE
10781 | Conventional Hydroelectric | HY | 0.3 | N | IPP Non-CHP | WAT | hydro | TRUE
10781 | Conventional Hydroelectric | HY | 0.8 | N | IPP Non-CHP | WAT | hydro | TRUE
10784 | Conventional Steam Coal | ST | 35 | N | IPP Non-CHP | WC | hard coal | TRUE
10787 | Conventional Hydroelectric | HY | 1 | N | IPP Non-CHP | WAT | hydro | TRUE
10789 | Natural Gas Fired Combined Cycle | CT | 82 | Y | Industrial CHP | NG | natural gas nonpeaker | FALSE
10789 | Natural Gas Fired Combined Cycle | CA | 5 | Y | Industrial CHP | NG | natural gas nonpeaker | FALSE
10789 | Natural Gas Fired Combined Cycle | CT | 160 | Y | Industrial CHP | NG | natural gas nonpeaker | FALSE
10789 | Natural Gas Fired Combined Cycle | CT | 160 | Y | Industrial CHP | NG | natural gas nonpeaker | FALSE
10789 | Natural Gas Fired Combined Cycle | CA | 100 | Y | Industrial CHP | NG | natural gas nonpeaker | FALSE
10790 | Natural Gas Fired Combustion Turbine | GT | 75 | Y | Industrial CHP | NG | natural gas peaker | FALSE
10795 | Natural Gas Steam Turbine | ST | 5.5 | Y | Industrial CHP | NG | natural gas peaker | FALSE
10795 | Natural Gas Steam Turbine | ST | 5.5 | Y | Industrial CHP | NG | natural gas peaker | FALSE
10795 | Natural Gas Steam Turbine | ST | 17.5 | Y | Industrial CHP | NG | natural gas peaker | FALSE
10798 | Conventional Hydroelectric | HY | 2 | N | IPP Non-CHP | WAT | hydro | TRUE
10798 | Conventional Hydroelectric | HY | 0.8 | N | IPP Non-CHP | WAT | hydro | TRUE
10798 | Conventional Hydroelectric | HY | 0.2 | N | IPP Non-CHP | WAT | hydro | TRUE
10798 | Conventional Hydroelectric | HY | 2 | N | IPP Non-CHP | WAT | hydro | TRUE
10799 | Conventional Hydroelectric | HY | 1.9 | N | IPP Non-CHP | WAT | hydro | TRUE
10800 | Conventional Hydroelectric | HY | 3.1 | N | IPP Non-CHP | WAT | hydro | TRUE
10801 | Conventional Hydroelectric | HY | 3 | N | IPP Non-CHP | WAT | hydro | TRUE
10801 | Conventional Hydroelectric | HY | 3 | N | IPP Non-CHP | WAT | hydro | TRUE
10803 | Natural Gas Steam Turbine | ST | 23 | Y | IPP CHP | NG | natural gas peaker | FALSE
10805 | Natural Gas Fired Combined Cycle | CT | 20 | Y | IPP CHP | NG | natural gas nonpeaker | FALSE
10805 | Natural Gas Fired Combined Cycle | CA | 4.5 | Y | IPP CHP | NG | natural gas nonpeaker | FALSE
10806 | Conventional Hydroelectric | HY | 2 | N | IPP Non-CHP | WAT | hydro | TRUE
10807 | Conventional Hydroelectric | HY | 4.8 | N | IPP Non-CHP | WAT | hydro | TRUE
10808 | Conventional Hydroelectric | HY | 2.7 | N | IPP Non-CHP | WAT | hydro | TRUE
10809 | Conventional Hydroelectric | HY | 1.8 | N | IPP Non-CHP | WAT | hydro | TRUE
10810 | Natural Gas Fired Combined Cycle | CT | 21.6 | Y | IPP CHP | NG | natural gas nonpeaker | FALSE
10810 | Natural Gas Fired Combined Cycle | CA | 2.2 | Y | IPP CHP | NG | natural gas nonpeaker | FALSE
10811 | Natural Gas Fired Combined Cycle | CT | 36.7 | Y | IPP CHP | NG | natural gas nonpeaker | FALSE
10811 | Natural Gas Fired Combined Cycle | CA | 9.8 | Y | IPP CHP | NG | natural gas nonpeaker | FALSE
10811 | Natural Gas Fired Combined Cycle | CA | 4.8 | Y | IPP CHP | NG | natural gas nonpeaker | FALSE
10812 | Natural Gas Fired Combined Cycle | CT | 38 | Y | IPP CHP | NG | natural gas nonpeaker | FALSE
10812 | Natural Gas Fired Combined Cycle | CA | 3.5 | Y | IPP CHP | NG | natural gas nonpeaker | FALSE
10817 | Conventional Hydroelectric | HY | 0.5 | N | IPP Non-CHP | WAT | hydro | TRUE
10817 | Conventional Hydroelectric | HY | 0.5 | N | IPP Non-CHP | WAT | hydro | TRUE
10819 | Natural Gas Fired Combined Cycle | CT | 22 | Y | IPP CHP | NG | natural gas nonpeaker | FALSE
10819 | Natural Gas Fired Combined Cycle | CA | 8 | Y | IPP CHP | NG | natural gas nonpeaker | FALSE
10820 | Other Waste Biomass | IC | 0.4 | Y | Commercial CHP | OBG | biomass | FALSE
10820 | Other Waste Biomass | IC | 0.4 | Y | Commercial CHP | OBG | biomass | FALSE
10820 | Other Waste Biomass | IC | 0.4 | Y | Commercial CHP | OBG | biomass | FALSE
10822 | Wood/Wood Waste Biomass | ST | 38 | N | IPP Non-CHP | WDS | biomass | TRUE
10823 | Petroleum Liquids | GT | 22 | N | Commercial CHP | DFO | petroleum | FALSE
10823 | Petroleum Liquids | GT | 22 | N | Commercial CHP | DFO | petroleum | FALSE
10823 | Conventional Hydroelectric | HY | 1 | N | Commercial CHP | WAT | hydro | FALSE
10823 | Conventional Hydroelectric | HY | 1 | N | Commercial CHP | WAT | hydro | FALSE
10823 | Solar Photovoltaic | PV | 0.1 | N | Commercial CHP | SUN | solar PV | FALSE
10823 | Other Waste Biomass | ST | 9 | Y | Commercial CHP | OBG | biomass | FALSE
10823 | Onshore Wind Turbine | WT | 0.6 | N | Commercial CHP | WND | onshore wind | FALSE
10823 | Onshore Wind Turbine | WT | 0.6 | N | Commercial CHP | WND | onshore wind | FALSE
10824 | Conventional Hydroelectric | HY | 3 | N | IPP Non-CHP | WAT | hydro | TRUE
10825 | Conventional Hydroelectric | HY | 1 | N | IPP Non-CHP | WAT | hydro | TRUE
10825 | Conventional Hydroelectric | HY | 1 | N | IPP Non-CHP | WAT | hydro | TRUE
10836 | Wood/Wood Waste Biomass | ST | 25 | N | IPP Non-CHP | WDS | biomass | TRUE
10837 | Wood/Wood Waste Biomass | ST | 25 | N | IPP Non-CHP | WDS | biomass | TRUE
10838 | Wood/Wood Waste Biomass | ST | 16.1 | N | IPP Non-CHP | WDS | biomass | TRUE
10839 | Wood/Wood Waste Biomass | ST | 17 | N | IPP Non-CHP | WDS | biomass | TRUE
10840 | Wood/Wood Waste Biomass | ST | 27 | N | IPP Non-CHP | WDS | biomass | TRUE
10840 | Wood/Wood Waste Biomass | ST | 22 | N | IPP Non-CHP | WDS | biomass | TRUE
10848 | Conventional Hydroelectric | HY | 1.1 | N | IPP Non-CHP | WAT | hydro | TRUE
10848 | Conventional Hydroelectric | HY | 0.8 | N | IPP Non-CHP | WAT | hydro | TRUE
10848 | Conventional Hydroelectric | HY | 0.4 | N | IPP Non-CHP | WAT | hydro | TRUE
10849 | Conventional Steam Coal | ST | 36 | Y | Industrial CHP | SUB | hard coal | FALSE
10849 | Conventional Steam Coal | ST | 69 | Y | Industrial CHP | SUB | hard coal | FALSE
10853 | Conventional Hydroelectric | HY | 0.3 | N | Industrial Non-CHP | WAT | hydro | FALSE
10853 | Conventional Hydroelectric | HY | 0.3 | N | Industrial Non-CHP | WAT | hydro | FALSE
10853 | Conventional Hydroelectric | HY | 0.2 | N | Industrial Non-CHP | WAT | hydro | FALSE
10855 | Conventional Steam Coal | ST | 18.7 | Y | Industrial CHP | SUB | hard coal | FALSE
10855 | Conventional Steam Coal | ST | 18 | Y | Industrial CHP | SUB | hard coal | FALSE
10860 | Conventional Steam Coal | ST | 75 | Y | Industrial CHP | SUB | hard coal | FALSE
10860 | Conventional Steam Coal | ST | 105 | Y | Industrial CHP | SUB | hard coal | FALSE
10861 | Conventional Steam Coal | ST | 7.9 | Y | Industrial CHP | SUB | hard coal | FALSE
10862 | Conventional Steam Coal | ST | 7.9 | Y | Industrial CHP | SUB | hard coal | FALSE
10863 | Conventional Steam Coal | ST | 6.2 | Y | Industrial CHP | SUB | hard coal | FALSE
10864 | Conventional Steam Coal | ST | 31 | Y | Industrial CHP | SUB | hard coal | FALSE
10864 | Conventional Steam Coal | ST | 31 | Y | Industrial CHP | SUB | hard coal | FALSE
10864 | Conventional Steam Coal | ST | 31 | Y | Industrial CHP | SUB | hard coal | FALSE
10864 | Conventional Steam Coal | ST | 31 | Y | Industrial CHP | SUB | hard coal | FALSE
10864 | Conventional Steam Coal | ST | 31 | Y | Industrial CHP | SUB | hard coal | FALSE
10864 | Conventional Steam Coal | ST | 105 | Y | Industrial CHP | SUB | hard coal | FALSE
10865 | Conventional Steam Coal | ST | 31 | Y | Industrial CHP | BIT | hard coal | FALSE
10865 | Conventional Steam Coal | ST | 31 | Y | Industrial CHP | BIT | hard coal | FALSE
10865 | Conventional Steam Coal | ST | 31 | Y | Industrial CHP | BIT | hard coal | FALSE
10865 | Conventional Steam Coal | ST | 31 | Y | Industrial CHP | BIT | hard coal | FALSE
10865 | Conventional Steam Coal | ST | 31 | Y | Industrial CHP | BIT | hard coal | FALSE
10865 | Conventional Steam Coal | ST | 75 | Y | Industrial CHP | BIT | hard coal | FALSE
10865 | Conventional Steam Coal | ST | 105 | Y | Industrial CHP | BIT | hard coal | FALSE
10866 | Natural Gas Fired Combustion Turbine | GT | 15 | Y | Industrial CHP | NG | natural gas peaker | FALSE
10866 | Natural Gas Fired Combustion Turbine | GT | 15 | Y | Industrial CHP | NG | natural gas peaker | FALSE
10867 | Conventional Steam Coal | ST | 58.1 | Y | Industrial CHP | BIT | hard coal | FALSE
10869 | Wood/Wood Waste Biomass | ST | 8.5 | N | IPP Non-CHP | WDS | biomass | TRUE
10869 | Wood/Wood Waste Biomass | ST | 14 | N | IPP Non-CHP | WDS | biomass | TRUE
10869 | Wood/Wood Waste Biomass | ST | 14 | N | IPP Non-CHP | WDS | biomass | TRUE
10870 | Natural Gas Fired Combustion Turbine | GT | 58.9 | N | IPP Non-CHP | NG | natural gas peaker | TRUE
10870 | Natural Gas Fired Combustion Turbine | GT | 28.3 | N | IPP Non-CHP | NG | natural gas peaker | TRUE
10870 | Natural Gas Fired Combustion Turbine | GT | 29.3 | N | IPP Non-CHP | NG | natural gas peaker | TRUE
10870 | Natural Gas Fired Combustion Turbine | GT | 29.1 | N | IPP Non-CHP | NG | natural gas peaker | TRUE
10872 | Conventional Hydroelectric | HY | 0.2 | N | IPP Non-CHP | WAT | hydro | TRUE
10873 | Geothermal | ST | 27.5 | N | IPP Non-CHP | GEO | geothermal | TRUE
10873 | Geothermal | ST | 27 | N | IPP Non-CHP | GEO | geothermal | TRUE
10873 | Geothermal | ST | 26.7 | N | IPP Non-CHP | GEO | geothermal | TRUE
10874 | Geothermal | ST | 30 | N | IPP Non-CHP | GEO | geothermal | TRUE
10874 | Geothermal | ST | 23.4 | N | IPP Non-CHP | GEO | geothermal | TRUE
10874 | Geothermal | ST | 26.9 | N | IPP Non-CHP | GEO | geothermal | TRUE
10875 | Geothermal | ST | 21.8 | N | IPP Non-CHP | GEO | geothermal | TRUE
10875 | Geothermal | ST | 22.5 | N | IPP Non-CHP | GEO | geothermal | TRUE
10875 | Geothermal | ST | 23.5 | N | IPP Non-CHP | GEO | geothermal | TRUE
10878 | Geothermal | ST | 10 | N | IPP Non-CHP | GEO | geothermal | TRUE
10879 | Geothermal | ST | 10 | N | IPP Non-CHP | GEO | geothermal | TRUE
10879 | Geothermal | ST | 4 | N | IPP Non-CHP | GEO | geothermal | TRUE
10879 | Geothermal | ST | 2.1 | N | IPP Non-CHP | GEO | geothermal | TRUE
10880 | Conventional Hydroelectric | HY | 1.8 | N | IPP Non-CHP | WAT | hydro | TRUE
10881 | Conventional Hydroelectric | HY | 2 | N | IPP Non-CHP | WAT | hydro | TRUE
10882 | Conventional Hydroelectric | HY | 6.8 | N | IPP Non-CHP | WAT | hydro | TRUE
10883 | Natural Gas Fired Combustion Turbine | GT | 12.5 | Y | Commercial CHP | NG | natural gas peaker | FALSE
10883 | Natural Gas Fired Combustion Turbine | GT | 12.5 | Y | Commercial CHP | NG | natural gas peaker | FALSE
10883 | Petroleum Liquids | IC | 6 | Y | Commercial CHP | DFO | petroleum | FALSE
10883 | Petroleum Liquids | IC | 6 | Y | Commercial CHP | DFO | petroleum | FALSE
10883 | Petroleum Liquids | IC | 6 | Y | Commercial CHP | DFO | petroleum | FALSE
10883 | Petroleum Liquids | IC | 6 | Y | Commercial CHP | DFO | petroleum | FALSE
10883 | Petroleum Liquids | IC | 6 | Y | Commercial CHP | DFO | petroleum | FALSE
10883 | Petroleum Liquids | IC | 6 | Y | Commercial CHP | DFO | petroleum | FALSE
10883 | Natural Gas Steam Turbine | ST | 11 | Y | Commercial CHP | NG | natural gas peaker | FALSE
10883 | Natural Gas Steam Turbine | ST | 11 | Y | Commercial CHP | NG | natural gas peaker | FALSE
10884 | Natural Gas Fired Combustion Turbine | GT | 2.7 | Y | Commercial CHP | NG | natural gas peaker | FALSE
10884 | Natural Gas Fired Combustion Turbine | GT | 2.7 | Y | Commercial CHP | NG | natural gas peaker | FALSE
10902 | Conventional Hydroelectric | HY | 1.6 | N | IPP Non-CHP | WAT | hydro | TRUE
10903 | Conventional Hydroelectric | HY | 6 | N | IPP Non-CHP | WAT | hydro | TRUE
10903 | Conventional Hydroelectric | HY | 6 | N | IPP Non-CHP | WAT | hydro | TRUE
50001 | Onshore Wind Turbine | WT | 10.9 | N | IPP Non-CHP | WND | onshore wind | TRUE
50002 | Natural Gas Fired Combined Cycle | CT | 35.2 | Y | IPP CHP | NG | natural gas nonpeaker | FALSE
50002 | Natural Gas Fired Combined Cycle | CT | 35.2 | Y | IPP CHP | NG | natural gas nonpeaker | FALSE
50002 | Natural Gas Fired Combined Cycle | CT | 35.2 | Y | IPP CHP | NG | natural gas nonpeaker | FALSE
50002 | Natural Gas Fired Combined Cycle | CA | 45.8 | Y | IPP CHP | NG | natural gas nonpeaker | FALSE
50003 | Natural Gas Fired Combustion Turbine | GT | 46 | Y | IPP CHP | NG | natural gas peaker | FALSE
50006 | Natural Gas Fired Combined Cycle | CT | 95.2 | Y | IPP CHP | NG | natural gas nonpeaker | FALSE
50006 | Natural Gas Fired Combined Cycle | CT | 95.2 | Y | IPP CHP | NG | natural gas nonpeaker | FALSE
50006 | Natural Gas Fired Combined Cycle | CT | 95.2 | Y | IPP CHP | NG | natural gas nonpeaker | FALSE
50006 | Natural Gas Fired Combined Cycle | CT | 95.2 | Y | IPP CHP | NG | natural gas nonpeaker | FALSE
50006 | Natural Gas Fired Combined Cycle | CT | 95.2 | Y | IPP CHP | NG | natural gas nonpeaker | FALSE
50006 | Natural Gas Fired Combined Cycle | CT | 145.3 | Y | IPP CHP | NG | natural gas nonpeaker | FALSE
50006 | Natural Gas Fired Combined Cycle | CA | 95.2 | Y | IPP CHP | NG | natural gas nonpeaker | FALSE
50006 | Natural Gas Fired Combined Cycle | CA | 95.2 | Y | IPP CHP | NG | natural gas nonpeaker | FALSE
50006 | Natural Gas Fired Combined Cycle | CA | 95.1 | Y | IPP CHP | NG | natural gas nonpeaker | FALSE
50010 | Conventional Hydroelectric | HY | 0.4 | N | Industrial Non-CHP | WAT | hydro | FALSE
50010 | Conventional Hydroelectric | HY | 0.4 | N | Industrial Non-CHP | WAT | hydro | FALSE
50010 | Conventional Hydroelectric | HY | 0.4 | N | Industrial Non-CHP | WAT | hydro | FALSE
50010 | Conventional Hydroelectric | HY | 0.4 | N | Industrial Non-CHP | WAT | hydro | FALSE
50010 | Conventional Hydroelectric | HY | 0.4 | N | Industrial Non-CHP | WAT | hydro | FALSE
50010 | Conventional Hydroelectric | HY | 0.4 | N | Industrial Non-CHP | WAT | hydro | FALSE
50010 | Conventional Hydroelectric | HY | 1.9 | N | Industrial Non-CHP | WAT | hydro | FALSE
50010 | Conventional Hydroelectric | HY | 1.9 | N | Industrial Non-CHP | WAT | hydro | FALSE
50011 | Conventional Hydroelectric | HY | 24.2 | N | Industrial Non-CHP | WAT | hydro | FALSE
50011 | Conventional Hydroelectric | HY | 24.2 | N | Industrial Non-CHP | WAT | hydro | FALSE
50011 | Conventional Hydroelectric | HY | 24.2 | N | Industrial Non-CHP | WAT | hydro | FALSE
50011 | Conventional Hydroelectric | HY | 24.2 | N | Industrial Non-CHP | WAT | hydro | FALSE
50024 | Petroleum Liquids | GT | 42 | N | Industrial Non-CHP | DFO | petroleum | FALSE
50026 | Natural Gas Fired Combustion Turbine | GT | 32 | Y | Industrial CHP | NG | natural gas peaker | FALSE
50028 | Wood/Wood Waste Biomass | ST | 25 | Y | Industrial CHP | BLQ | biomass | FALSE
50028 | Wood/Wood Waste Biomass | ST | 20 | Y | Industrial CHP | BLQ | biomass | FALSE
50031 | Conventional Hydroelectric | HY | 1.5 | N | IPP Non-CHP | WAT | hydro | TRUE
50031 | Conventional Hydroelectric | HY | 1.5 | N | IPP Non-CHP | WAT | hydro | TRUE
50034 | Conventional Hydroelectric | HY | 2.5 | N | IPP Non-CHP | WAT | hydro | TRUE
50035 | Municipal Solid Waste | ST | 2.7 | N | Commercial Non-CHP | MSW | biomass | FALSE
50036 | Conventional Hydroelectric | HY | 6.8 | N | IPP Non-CHP | WAT | hydro | TRUE
50036 | Conventional Hydroelectric | HY | 7.2 | N | IPP Non-CHP | WAT | hydro | TRUE
50037 | Conventional Hydroelectric | HY | 6.7 | N | IPP Non-CHP | WAT | hydro | TRUE
50037 | Conventional Hydroelectric | HY | 6.7 | N | IPP Non-CHP | WAT | hydro | TRUE
50039 | Conventional Steam Coal | ST | 52 | Y | IPP CHP | WC | hard coal | FALSE
50041 | Natural Gas Steam Turbine | ST | 2.5 | Y | Industrial CHP | NG | natural gas peaker | FALSE
50041 | Natural Gas Steam Turbine | ST | 3.1 | Y | Industrial CHP | NG | natural gas peaker | FALSE
50043 | Natural Gas Fired Combined Cycle | CT | 66 | Y | Industrial CHP | NG | natural gas nonpeaker | FALSE
50043 | Natural Gas Fired Combined Cycle | CT | 66 | Y | Industrial CHP | NG | natural gas nonpeaker | FALSE
50043 | Natural Gas Fired Combined Cycle | CT | 69 | Y | Industrial CHP | NG | natural gas nonpeaker | FALSE
50043 | Natural Gas Fired Combined Cycle | CA | 62 | Y | Industrial CHP | NG | natural gas nonpeaker | FALSE
50047 | Conventional Hydroelectric | HY | 0.5 | N | Industrial Non-CHP | WAT | hydro | FALSE
50047 | Conventional Hydroelectric | HY | 0.5 | N | Industrial Non-CHP | WAT | hydro | FALSE
50047 | Conventional Hydroelectric | HY | 0.5 | N | Industrial Non-CHP | WAT | hydro | FALSE
50047 | Conventional Hydroelectric | HY | 0.5 | N | Industrial Non-CHP | WAT | hydro | FALSE
50047 | Conventional Hydroelectric | HY | 0.5 | N | Industrial Non-CHP | WAT | hydro | FALSE
50047 | Conventional Hydroelectric | HY | 0.6 | N | Industrial Non-CHP | WAT | hydro | FALSE
50049 | Wood/Wood Waste Biomass | ST | 13 | Y | Industrial CHP | WDS | biomass | FALSE
50049 | Wood/Wood Waste Biomass | ST | 13 | Y | Industrial CHP | WDS | biomass | FALSE
50049 | Wood/Wood Waste Biomass | ST | 7.5 | N | Industrial CHP | WDS | biomass | FALSE
50051 | Municipal Solid Waste | ST | 21.2 | N | Commercial Non-CHP | MSW | biomass | FALSE
50054 | Natural Gas Fired Combustion Turbine | GT | 3.1 | Y | Commercial CHP | NG | natural gas peaker | FALSE
50054 | Natural Gas Fired Combustion Turbine | GT | 3.8 | Y | Commercial CHP | NG | natural gas peaker | FALSE
50060 | Landfill Gas | IC | 0.8 | N | Commercial Non-CHP | LFG | biomass | FALSE
50060 | Landfill Gas | IC | 0.8 | N | Commercial Non-CHP | LFG | biomass | FALSE
50060 | Landfill Gas | IC | 0.8 | N | Commercial Non-CHP | LFG | biomass | FALSE
50061 | Natural Gas Fired Combined Cycle | CT | 4.6 | Y | Commercial CHP | NG | natural gas nonpeaker | FALSE
50061 | Natural Gas Fired Combined Cycle | CT | 4.6 | Y | Commercial CHP | NG | natural gas nonpeaker | FALSE
50061 | Natural Gas Fired Combined Cycle | CA | 4.1 | Y | Commercial CHP | NG | natural gas nonpeaker | FALSE
50062 | Natural Gas Fired Combustion Turbine | GT | 48 | N | IPP Non-CHP | NG | natural gas peaker | TRUE
50064 | Natural Gas Fired Combustion Turbine | GT | 4.4 | Y | Commercial CHP | NG | natural gas peaker | FALSE
50066 | Geothermal | ST | 50 | N | IPP Non-CHP | GEO | geothermal | TRUE
50066 | Geothermal | ST | 50 | N | IPP Non-CHP | GEO | geothermal | TRUE
50067 | Other Gases | ST | 32 | Y | Industrial CHP | BFG | other | FALSE
50071 | Municipal Solid Waste | ST | 50 | N | IPP Non-CHP | MSW | biomass | TRUE
50074 | Natural Gas Fired Combustion Turbine | GT | 48 | Y | IPP CHP | NG | natural gas peaker | FALSE
50076 | Conventional Hydroelectric | HY | 0.2 | N | IPP Non-CHP | WAT | hydro | TRUE
50076 | Conventional Hydroelectric | HY | 1.1 | N | IPP Non-CHP | WAT | hydro | TRUE
50077 | Landfill Gas | IC | 0.5 | Y | IPP CHP | LFG | biomass | FALSE
50077 | Landfill Gas | IC | 0.3 | Y | IPP CHP | LFG | biomass | FALSE
50077 | Landfill Gas | IC | 0.3 | Y | IPP CHP | LFG | biomass | FALSE
50077 | Landfill Gas | IC | 0.3 | Y | IPP CHP | LFG | biomass | FALSE
50079 | Conventional Hydroelectric | HY | 0.8 | N | IPP Non-CHP | WAT | hydro | TRUE
50079 | Conventional Hydroelectric | HY | 0.6 | N | IPP Non-CHP | WAT | hydro | TRUE
50080 | Conventional Hydroelectric | HY | 5.1 | N | Industrial Non-CHP | WAT | hydro | FALSE
50080 | Conventional Hydroelectric | HY | 5.1 | N | Industrial Non-CHP | WAT | hydro | FALSE
50081 | Conventional Hydroelectric | HY | 1.1 | N | Industrial Non-CHP | WAT | hydro | FALSE
50081 | Conventional Hydroelectric | HY | 1.1 | N | Industrial Non-CHP | WAT | hydro | FALSE
50081 | Conventional Hydroelectric | HY | 1.1 | N | Industrial Non-CHP | WAT | hydro | FALSE
50081 | Conventional Hydroelectric | HY | 1.1 | N | Industrial Non-CHP | WAT | hydro | FALSE
50081 | Conventional Hydroelectric | HY | 1.1 | N | Industrial Non-CHP | WAT | hydro | FALSE
50081 | Conventional Hydroelectric | HY | 1.1 | N | Industrial Non-CHP | WAT | hydro | FALSE
50082 | Conventional Hydroelectric | HY | 1.1 | N | Industrial Non-CHP | WAT | hydro | FALSE
50082 | Conventional Hydroelectric | HY | 1.1 | N | Industrial Non-CHP | WAT | hydro | FALSE
50082 | Conventional Hydroelectric | HY | 1.1 | N | Industrial Non-CHP | WAT | hydro | FALSE
50082 | Conventional Hydroelectric | HY | 1.2 | N | Industrial Non-CHP | WAT | hydro | FALSE
50082 | Conventional Hydroelectric | HY | 1.1 | N | Industrial Non-CHP | WAT | hydro | FALSE
50082 | Conventional Hydroelectric | HY | 0.7 | N | Industrial Non-CHP | WAT | hydro | FALSE
50082 | Conventional Hydroelectric | HY | 0.9 | N | Industrial Non-CHP | WAT | hydro | FALSE
50082 | Conventional Hydroelectric | HY | 1 | N | Industrial Non-CHP | WAT | hydro | FALSE
50082 | Conventional Hydroelectric | HY | 1 | N | Industrial Non-CHP | WAT | hydro | FALSE
50087 | Natural Gas Steam Turbine | ST | 1.5 | Y | Commercial CHP | NG | natural gas peaker | FALSE
50087 | Natural Gas Steam Turbine | ST | 1.5 | Y | Commercial CHP | NG | natural gas peaker | FALSE
50087 | Natural Gas Steam Turbine | ST | 3 | Y | Commercial CHP | NG | natural gas peaker | FALSE
50087 | Natural Gas Fired Combustion Turbine | GT | 6 | N | Commercial CHP | NG | natural gas peaker | FALSE
50088 | Conventional Steam Coal | ST | 7.5 | Y | Commercial CHP | BIT | hard coal | FALSE
50089 | Natural Gas Internal Combustion Engine | IC | 1.4 | Y | Commercial CHP | NG | natural gas peaker | FALSE
50091 | Conventional Hydroelectric | HY | 1.3 | N | IPP Non-CHP | WAT | hydro | TRUE
50091 | Conventional Hydroelectric | HY | 0.3 | N | IPP Non-CHP | WAT | hydro | TRUE
50093 | Conventional Hydroelectric | HY | 1.6 | N | IPP Non-CHP | WAT | hydro | TRUE
50094 | Natural Gas Internal Combustion Engine | IC | 5.8 | Y | Commercial CHP | NG | natural gas peaker | FALSE
50099 | Wood/Wood Waste Biomass | ST | 5.8 | Y | IPP CHP | WDS | biomass | FALSE
50101 | Wood/Wood Waste Biomass | ST | 9.5 | Y | Industrial CHP | BLQ | biomass | FALSE
50101 | Wood/Wood Waste Biomass | ST | 32 | Y | Industrial CHP | BLQ | biomass | FALSE
50101 | Wood/Wood Waste Biomass | ST | 18 | Y | Industrial CHP | BLQ | biomass | FALSE
50103 | Conventional Hydroelectric | HY | 1.7 | N | IPP Non-CHP | WAT | hydro | TRUE
50105 | Conventional Hydroelectric | HY | 0.9 | N | IPP Non-CHP | WAT | hydro | TRUE
50105 | Conventional Hydroelectric | HY | 0.9 | N | IPP Non-CHP | WAT | hydro | TRUE
50105 | Conventional Hydroelectric | HY | 0.9 | N | IPP Non-CHP | WAT | hydro | TRUE
50105 | Conventional Hydroelectric | HY | 0.9 | N | IPP Non-CHP | WAT | hydro | TRUE
50105 | Conventional Hydroelectric | HY | 0.9 | N | IPP Non-CHP | WAT | hydro | TRUE
50105 | Conventional Hydroelectric | HY | 0.9 | N | IPP Non-CHP | WAT | hydro | TRUE
50109 | Natural Gas Fired Combined Cycle | CT | 78 | N | IPP Non-CHP | NG | natural gas nonpeaker | TRUE
50109 | Natural Gas Fired Combined Cycle | CT | 80 | N | IPP Non-CHP | NG | natural gas nonpeaker | TRUE
50109 | Natural Gas Fired Combined Cycle | CA | 78 | N | IPP Non-CHP | NG | natural gas nonpeaker | TRUE
50110 | Wood/Wood Waste Biomass | ST | 18.9 | Y | Industrial CHP | WDS | biomass | FALSE
50112 | Wood/Wood Waste Biomass | ST | 23.3 | Y | Industrial CHP | WDS | biomass | FALSE
50112 | Wood/Wood Waste Biomass | ST | 3.2 | Y | Industrial CHP | WDS | biomass | FALSE
50115 | Natural Gas Fired Combustion Turbine | GT | 39 | Y | Industrial CHP | NG | natural gas peaker | FALSE
50118 | Natural Gas Fired Combined Cycle | CT | 33 | Y | Commercial CHP | NG | natural gas nonpeaker | FALSE
50118 | Natural Gas Fired Combined Cycle | CA | 7.6 | Y | Commercial CHP | NG | natural gas nonpeaker | FALSE
50118 | Natural Gas Fired Combined Cycle | CA | 6 | Y | Commercial CHP | NG | natural gas nonpeaker | FALSE
50118 | Natural Gas Fired Combined Cycle | CA | 27.6 | Y | Commercial CHP | NG | natural gas nonpeaker | FALSE
50118 | Natural Gas Fired Combined Cycle | CT | 46.5 | Y | Commercial CHP | NG | natural gas nonpeaker | FALSE
50118 | Natural Gas Fired Combined Cycle | CA | 26.1 | Y | Commercial CHP | NG | natural gas nonpeaker | FALSE
50119 | Other Gases | GT | 15.3 | Y | Industrial CHP | OG | other | FALSE
50119 | Other Gases | GT | 15.4 | Y | Industrial CHP | OG | other | FALSE
50119 | Other Gases | GT | 14.9 | Y | Industrial CHP | OG | other | FALSE
50121 | All Other | ST | 12 | N | Industrial Non-CHP | WH | other | FALSE
50121 | Petroleum Coke | ST | 26.6 | N | Industrial Non-CHP | PC | petroleum | FALSE
50121 | Petroleum Coke | ST | 26.6 | N | Industrial Non-CHP | PC | petroleum | FALSE
50123 | Conventional Hydroelectric | HY | 1.2 | N | IPP Non-CHP | WAT | hydro | TRUE
50126 | Conventional Hydroelectric | HY | 1.1 | N | IPP Non-CHP | WAT | hydro | TRUE
50126 | Conventional Hydroelectric | HY | 0.6 | N | IPP Non-CHP | WAT | hydro | TRUE
50127 | Natural Gas Fired Combined Cycle | CT | 19.7 | N | IPP Non-CHP | NG | natural gas nonpeaker | TRUE
50127 | Natural Gas Fired Combined Cycle | CT | 19.7 | N | IPP Non-CHP | NG | natural gas nonpeaker | TRUE
50127 | Natural Gas Fired Combined Cycle | CT | 19.7 | N | IPP Non-CHP | NG | natural gas nonpeaker | TRUE
50127 | Natural Gas Fired Combined Cycle | CA | 17 | N | IPP Non-CHP | NG | natural gas nonpeaker | TRUE
50128 | Conventional Hydroelectric | HY | 2.4 | N | IPP Non-CHP | WAT | hydro | TRUE
50129 | Conventional Hydroelectric | HY | 1.3 | N | IPP Non-CHP | WAT | hydro | TRUE
50129 | Conventional Hydroelectric | HY | 1.3 | N | IPP Non-CHP | WAT | hydro | TRUE
50129 | Conventional Hydroelectric | HY | 0.1 | N | IPP Non-CHP | WAT | hydro | TRUE
50131 | Natural Gas Fired Combustion Turbine | GT | 36 | Y | IPP CHP | NG | natural gas peaker | FALSE
50134 | Natural Gas Fired Combustion Turbine | GT | 75 | Y | IPP CHP | NG | natural gas peaker | FALSE
50134 | Natural Gas Fired Combustion Turbine | GT | 75 | Y | IPP CHP | NG | natural gas peaker | FALSE
50134 | Natural Gas Fired Combustion Turbine | GT | 75 | Y | IPP CHP | NG | natural gas peaker | FALSE
50134 | Natural Gas Fired Combustion Turbine | GT | 75 | Y | IPP CHP | NG | natural gas peaker | FALSE
50136 | Natural Gas Internal Combustion Engine | IC | 0.1 | Y | Commercial CHP | NG | natural gas peaker | FALSE
50136 | Natural Gas Internal Combustion Engine | IC | 0.1 | Y | Commercial CHP | NG | natural gas peaker | FALSE
50136 | Natural Gas Internal Combustion Engine | IC | 0.1 | Y | Commercial CHP | NG | natural gas peaker | FALSE
50136 | Natural Gas Internal Combustion Engine | IC | 0.1 | Y | Commercial CHP | NG | natural gas peaker | FALSE
50136 | Natural Gas Internal Combustion Engine | IC | 0.1 | Y | Commercial CHP | NG | natural gas peaker | FALSE
50137 | Natural Gas Fired Combustion Turbine | GT | 72 | N | IPP Non-CHP | NG | natural gas peaker | TRUE
50141 | Wood/Wood Waste Biomass | ST | 5 | Y | Industrial CHP | WDS | biomass | FALSE
50146 | Natural Gas Steam Turbine | ST | 2.7 | Y | Industrial CHP | NG | natural gas peaker | FALSE
50146 | Natural Gas Steam Turbine | ST | 3 | Y | Industrial CHP | NG | natural gas peaker | FALSE
50146 | Natural Gas Steam Turbine | ST | 1 | Y | Industrial CHP | NG | natural gas peaker | FALSE
50146 | Natural Gas Steam Turbine | ST | 4.5 | Y | Industrial CHP | NG | natural gas peaker | FALSE
50147 | Conventional Hydroelectric | HY | 1 | N | IPP Non-CHP | WAT | hydro | TRUE
50148 | Natural Gas Fired Combined Cycle | CT | 21 | Y | Industrial CHP | NG | natural gas nonpeaker | FALSE
50148 | Natural Gas Fired Combined Cycle | CA | 6 | Y | Industrial CHP | NG | natural gas nonpeaker | FALSE
50150 | Natural Gas Fired Combined Cycle | CA | 15 | Y | Industrial CHP | NG | natural gas nonpeaker | FALSE
50150 | Natural Gas Fired Combined Cycle | CT | 35 | Y | Industrial CHP | NG | natural gas nonpeaker | FALSE
50150 | Natural Gas Fired Combined Cycle | CA | 15 | Y | Industrial CHP | NG | natural gas nonpeaker | FALSE
50150 | Natural Gas Fired Combined Cycle | CT | 35 | Y | Industrial CHP | NG | natural gas nonpeaker | FALSE
50150 | Natural Gas Fired Combined Cycle | CA | 6 | Y | Industrial CHP | NG | natural gas nonpeaker | FALSE
50150 | Natural Gas Fired Combined Cycle | CT | 35 | Y | Industrial CHP | NG | natural gas nonpeaker | FALSE
50150 | Natural Gas Fired Combined Cycle | CA | 15 | Y | Industrial CHP | NG | natural gas nonpeaker | FALSE
50150 | Natural Gas Fired Combined Cycle | CT | 12 | N | Industrial CHP | NG | natural gas nonpeaker | FALSE
50152 | Natural Gas Fired Combined Cycle | CT | 100 | Y | Industrial CHP | NG | natural gas nonpeaker | FALSE
50152 | Natural Gas Fired Combined Cycle | CT | 100 | Y | Industrial CHP | NG | natural gas nonpeaker | FALSE
50152 | Natural Gas Fired Combined Cycle | CA | 50 | Y | Industrial CHP | NG | natural gas nonpeaker | FALSE
50152 | Natural Gas Fired Combined Cycle | CA | 20 | Y | Industrial CHP | NG | natural gas nonpeaker | FALSE
50153 | All Other | ST | 38 | Y | Industrial CHP | PUR | other | FALSE
50156 | Conventional Hydroelectric | HY | 3 | N | IPP Non-CHP | WAT | hydro | TRUE
50157 | Conventional Hydroelectric | HY | 1.2 | N | IPP Non-CHP | WAT | hydro | TRUE
50157 | Conventional Hydroelectric | HY | 1.2 | N | IPP Non-CHP | WAT | hydro | TRUE
50157 | Conventional Hydroelectric | HY | 1.2 | N | IPP Non-CHP | WAT | hydro | TRUE
50158 | Conventional Hydroelectric | HY | 2.4 | N | IPP Non-CHP | WAT | hydro | TRUE
50158 | Conventional Hydroelectric | HY | 2.4 | N | IPP Non-CHP | WAT | hydro | TRUE
50159 | Conventional Hydroelectric | HY | 1.2 | N | IPP Non-CHP | WAT | hydro | TRUE
50160 | Conventional Hydroelectric | HY | 1.2 | N | IPP Non-CHP | WAT | hydro | TRUE
50166 | Conventional Hydroelectric | HY | 1.7 | N | Industrial Non-CHP | WAT | hydro | FALSE
50169 | Natural Gas Fired Combustion Turbine | GT | 27 | Y | Industrial CHP | NG | natural gas peaker | FALSE
50170 | Natural Gas Fired Combustion Turbine | GT | 35 | Y | Industrial CHP | NG | natural gas peaker | FALSE
50175 | Conventional Hydroelectric | HY | 2 | N | IPP Non-CHP | WAT | hydro | TRUE
50175 | Conventional Hydroelectric | HY | 0.5 | N | IPP Non-CHP | WAT | hydro | TRUE
50176 | Conventional Hydroelectric | HY | 1.3 | N | IPP Non-CHP | WAT | hydro | TRUE
50176 | Conventional Hydroelectric | HY | 1.3 | N | IPP Non-CHP | WAT | hydro | TRUE
50177 | Conventional Hydroelectric | HY | 0.4 | N | IPP Non-CHP | WAT | hydro | TRUE
50177 | Conventional Hydroelectric | HY | 0.4 | N | IPP Non-CHP | WAT | hydro | TRUE
50177 | Conventional Hydroelectric | HY | 0.4 | N | IPP Non-CHP | WAT | hydro | TRUE
50177 | Conventional Hydroelectric | HY | 0.4 | N | IPP Non-CHP | WAT | hydro | TRUE
50178 | Conventional Hydroelectric | HY | 0.8 | N | IPP Non-CHP | WAT | hydro | TRUE
50178 | Conventional Hydroelectric | HY | 0.4 | N | IPP Non-CHP | WAT | hydro | TRUE
50178 | Conventional Hydroelectric | HY | 0.4 | N | IPP Non-CHP | WAT | hydro | TRUE
50179 | Conventional Hydroelectric | HY | 2.5 | N | IPP Non-CHP | WAT | hydro | TRUE
50179 | Conventional Hydroelectric | HY | 2.5 | N | IPP Non-CHP | WAT | hydro | TRUE
50180 | Conventional Hydroelectric | HY | 4.8 | N | IPP Non-CHP | WAT | hydro | TRUE
50184 | Wood/Wood Waste Biomass | ST | 64 | Y | Industrial CHP | BLQ | biomass | FALSE
50184 | Wood/Wood Waste Biomass | ST | 46 | Y | Industrial CHP | BLQ | biomass | FALSE
50184 | Wood/Wood Waste Biomass | ST | 14.6 | Y | Industrial CHP | BLQ | biomass | FALSE
50184 | Wood/Wood Waste Biomass | ST | 4 | Y | Industrial CHP | BLQ | biomass | FALSE
50185 | Wood/Wood Waste Biomass | ST | 8.5 | Y | Industrial CHP | WDL | biomass | FALSE
50185 | Wood/Wood Waste Biomass | ST | 8.5 | Y | Industrial CHP | WDL | biomass | FALSE
50187 | Wood/Wood Waste Biomass | ST | 4.7 | Y | Industrial CHP | BLQ | biomass | FALSE
50187 | Wood/Wood Waste Biomass | ST | 4.7 | Y | Industrial CHP | BLQ | biomass | FALSE
50187 | Wood/Wood Waste Biomass | ST | 18 | Y | Industrial CHP | BLQ | biomass | FALSE
50187 | Wood/Wood Waste Biomass | ST | 29.2 | Y | Industrial CHP | WDS | biomass | FALSE
50188 | Wood/Wood Waste Biomass | ST | 29 | Y | Industrial CHP | BLQ | biomass | FALSE
50189 | Wood/Wood Waste Biomass | ST | 74 | Y | Industrial CHP | WDS | biomass | FALSE
50189 | Wood/Wood Waste Biomass | ST | 7.5 | Y | Industrial CHP | BLQ | biomass | FALSE
50189 | Wood/Wood Waste Biomass | ST | 23.8 | Y | Industrial CHP | BLQ | biomass | FALSE
50189 | Wood/Wood Waste Biomass | ST | 40.8 | Y | Industrial CHP | BLQ | biomass | FALSE
50190 | Conventional Hydroelectric | HY | 0.6 | N | Industrial Non-CHP | WAT | hydro | FALSE
50190 | Conventional Hydroelectric | HY | 0.5 | N | Industrial Non-CHP | WAT | hydro | FALSE
50190 | Conventional Hydroelectric | HY | 0.6 | N | Industrial Non-CHP | WAT | hydro | FALSE
50190 | Conventional Hydroelectric | HY | 0.5 | N | Industrial Non-CHP | WAT | hydro | FALSE
50190 | Conventional Hydroelectric | HY | 1 | N | Industrial Non-CHP | WAT | hydro | FALSE
50190 | Conventional Hydroelectric | HY | 0.7 | N | Industrial Non-CHP | WAT | hydro | FALSE
50190 | Conventional Hydroelectric | HY | 0.5 | N | Industrial Non-CHP | WAT | hydro | FALSE
50191 | Wood/Wood Waste Biomass | ST | 7.5 | N | Industrial CHP | BLQ | biomass | FALSE
50191 | Wood/Wood Waste Biomass | ST | 5 | N | Industrial CHP | BLQ | biomass | FALSE
50191 | Wood/Wood Waste Biomass | ST | 12.5 | Y | Industrial CHP | BLQ | biomass | FALSE
50191 | Wood/Wood Waste Biomass | ST | 33 | Y | Industrial CHP | BLQ | biomass | FALSE
50192 | Wood/Wood Waste Biomass | ST | 57.8 | Y | Industrial CHP | BLQ | biomass | FALSE
50200 | Natural Gas Fired Combustion Turbine | GT | 2.7 | Y | Industrial CHP | NG | natural gas peaker | FALSE
50200 | Natural Gas Fired Combustion Turbine | GT | 3 | Y | Industrial CHP | NG | natural gas peaker | FALSE
50201 | Wood/Wood Waste Biomass | ST | 16 | N | IPP Non-CHP | WDS | biomass | TRUE
50202 | Wood/Wood Waste Biomass | ST | 41.1 | N | IPP Non-CHP | WDS | biomass | TRUE
50203 | Natural Gas Fired Combustion Turbine | GT | 4.9 | Y | Industrial CHP | NG | natural gas peaker | FALSE
50205 | All Other | ST | 6.1 | N | Industrial Non-CHP | WH | other | FALSE
50206 | Conventional Hydroelectric | HY | 0.8 | N | IPP Non-CHP | WAT | hydro | TRUE
50206 | Conventional Hydroelectric | HY | 2.5 | N | IPP Non-CHP | WAT | hydro | TRUE
50206 | Conventional Hydroelectric | HY | 2.5 | N | IPP Non-CHP | WAT | hydro | TRUE
50208 | Wood/Wood Waste Biomass | ST | 15 | N | IPP Non-CHP | WDS | biomass | TRUE
50210 | Geothermal | ST | 23.5 | N | IPP Non-CHP | GEO | geothermal | TRUE
50210 | Geothermal | ST | 6 | N | IPP Non-CHP | GEO | geothermal | TRUE
50215 | Municipal Solid Waste | ST | 28.9 | N | IPP Non-CHP | MSW | biomass | TRUE
50216 | Natural Gas Fired Combined Cycle | CT | 82 | Y | Industrial CHP | NG | natural gas nonpeaker | FALSE
50216 | Natural Gas Fired Combined Cycle | CT | 82 | Y | Industrial CHP | NG | natural gas nonpeaker | FALSE
50216 | Natural Gas Fired Combined Cycle | CT | 82 | Y | Industrial CHP | NG | natural gas nonpeaker | FALSE
50216 | Natural Gas Fired Combined Cycle | CT | 82 | Y | Industrial CHP | NG | natural gas nonpeaker | FALSE
50216 | Natural Gas Fired Combined Cycle | CA | 35 | Y | Industrial CHP | NG | natural gas nonpeaker | FALSE
50216 | Natural Gas Fired Combined Cycle | CA | 35 | Y | Industrial CHP | NG | natural gas nonpeaker | FALSE
50218 | Conventional Hydroelectric | HY | 2.7 | N | IPP Non-CHP | WAT | hydro | TRUE
50219 | Conventional Hydroelectric | HY | 4 | N | IPP Non-CHP | WAT | hydro | TRUE
50223 | Conventional Hydroelectric | HY | 0.5 | N | IPP Non-CHP | WAT | hydro | TRUE
50224 | Other Waste Biomass | IC | 0.4 | Y | Commercial CHP | OBG | biomass | FALSE
50224 | Other Waste Biomass | IC | 0.4 | Y | Commercial CHP | OBG | biomass | FALSE
50224 | Other Waste Biomass | IC | 0.4 | Y | Commercial CHP | OBG | biomass | FALSE
50225 | Municipal Solid Waste | ST | 11.5 | N | IPP Non-CHP | MSW | biomass | TRUE
50228 | Conventional Hydroelectric | HY | 0.1 | N | IPP Non-CHP | WAT | hydro | TRUE
50229 | Natural Gas Steam Turbine | ST | 35 | Y | Industrial CHP | NG | natural gas peaker | FALSE
50230 | Petroleum Liquids | IC | 1.8 | N | Industrial CHP | DFO | petroleum | FALSE
50230 | Wood/Wood Waste Biomass | ST | 1.1 | Y | Industrial CHP | WDS | biomass | FALSE
50231 | Wood/Wood Waste Biomass | ST | 5 | Y | Industrial CHP | WDS | biomass | FALSE
50231 | Wood/Wood Waste Biomass | ST | 4.7 | Y | Industrial CHP | WDS | biomass | FALSE
50233 | Conventional Hydroelectric | HY | 1 | N | IPP Non-CHP | WAT | hydro | TRUE
50234 | Natural Gas Internal Combustion Engine | IC | 0.9 | Y | Commercial CHP | NG | natural gas peaker | FALSE
50234 | Natural Gas Internal Combustion Engine | IC | 0.9 | Y | Commercial CHP | NG | natural gas peaker | FALSE
50234 | Natural Gas Internal Combustion Engine | IC | 0.9 | Y | Commercial CHP | NG | natural gas peaker | FALSE
50240 | Natural Gas Steam Turbine | ST | 30.8 | Y | Commercial CHP | NG | natural gas peaker | FALSE
50240 | Natural Gas Steam Turbine | ST | 7 | Y | Commercial CHP | NG | natural gas peaker | FALSE
50240 | Petroleum Liquids | IC | 1.8 | Y | Commercial CHP | DFO | petroleum | FALSE
50241 | Natural Gas Internal Combustion Engine | IC | 2.1 | Y | Commercial CHP | NG | natural gas peaker | FALSE
50241 | Natural Gas Internal Combustion Engine | IC | 2.1 | Y | Commercial CHP | NG | natural gas peaker | FALSE
50242 | Conventional Hydroelectric | HY | 1.2 | N | IPP Non-CHP | WAT | hydro | TRUE
50242 | Conventional Hydroelectric | HY | 1.2 | N | IPP Non-CHP | WAT | hydro | TRUE
50243 | Wood/Wood Waste Biomass | ST | 21 | Y | IPP CHP | WDS | biomass | FALSE
50243 | Wood/Wood Waste Biomass | ST | 72 | Y | IPP CHP | WDS | biomass | FALSE
50243 | Natural Gas Fired Combustion Turbine | GT | 156.8 | Y | IPP CHP | NG | natural gas peaker | FALSE
50243 | Wood/Wood Waste Biomass | ST | 24 | Y | IPP CHP | WDS | biomass | FALSE
50244 | Conventional Steam Coal | ST | 7.5 | Y | Industrial CHP | BIT | hard coal | FALSE
50244 | Conventional Steam Coal | ST | 7.5 | Y | Industrial CHP | BIT | hard coal | FALSE
50244 | Conventional Steam Coal | ST | 7.5 | Y | Industrial CHP | BIT | hard coal | FALSE
50244 | Conventional Steam Coal | ST | 7.5 | Y | Industrial CHP | BIT | hard coal | FALSE
50244 | Conventional Steam Coal | ST | 10 | Y | Industrial CHP | BIT | hard coal | FALSE
50244 | Conventional Steam Coal | ST | 12.5 | Y | Industrial CHP | BIT | hard coal | FALSE
50250 | Wood/Wood Waste Biomass | ST | 36 | Y | Industrial CHP | BLQ | biomass | FALSE
50250 | Wood/Wood Waste Biomass | ST | 40 | Y | Industrial CHP | BLQ | biomass | FALSE
50251 | Wood/Wood Waste Biomass | ST | 28 | Y | Industrial CHP | BLQ | biomass | FALSE
50251 | Wood/Wood Waste Biomass | ST | 31 | N | Industrial CHP | WDS | biomass | FALSE
50252 | Conventional Hydroelectric | HY | 0.9 | N | Industrial Non-CHP | WAT | hydro | FALSE
50252 | Conventional Hydroelectric | HY | 0.9 | N | Industrial Non-CHP | WAT | hydro | FALSE
50252 | Conventional Hydroelectric | HY | 0.9 | N | Industrial Non-CHP | WAT | hydro | FALSE
50252 | Conventional Hydroelectric | HY | 0.9 | N | Industrial Non-CHP | WAT | hydro | FALSE
50252 | Conventional Hydroelectric | HY | 0.9 | N | Industrial Non-CHP | WAT | hydro | FALSE
50252 | Conventional Hydroelectric | HY | 0.9 | N | Industrial Non-CHP | WAT | hydro | FALSE
50252 | Conventional Hydroelectric | HY | 0.9 | N | Industrial Non-CHP | WAT | hydro | FALSE
50252 | Conventional Hydroelectric | HY | 0.8 | N | Industrial Non-CHP | WAT | hydro | FALSE
50252 | Conventional Hydroelectric | HY | 0.8 | N | Industrial Non-CHP | WAT | hydro | FALSE
50252 | Conventional Hydroelectric | HY | 0.7 | N | Industrial Non-CHP | WAT | hydro | FALSE
50252 | Conventional Hydroelectric | HY | 0.7 | N | Industrial Non-CHP | WAT | hydro | FALSE
50254 | Wood/Wood Waste Biomass | ST | 30 | Y | Industrial CHP | BLQ | biomass | FALSE
50260 | Petroleum Liquids | IC | 2 | N | Commercial Non-CHP | DFO | petroleum | FALSE
50260 | Petroleum Liquids | IC | 2 | N | Commercial Non-CHP | DFO | petroleum | FALSE
50260 | Petroleum Liquids | IC | 0.5 | N | Commercial Non-CHP | DFO | petroleum | FALSE
50260 | Petroleum Liquids | IC | 0.5 | N | Commercial Non-CHP | DFO | petroleum | FALSE
50261 | Conventional Hydroelectric | HY | 3.8 | N | IPP Non-CHP | WAT | hydro | TRUE
50267 | Conventional Hydroelectric | HY | 1.4 | N | IPP Non-CHP | WAT | hydro | TRUE
50268 | Conventional Hydroelectric | HY | 2.2 | N | IPP Non-CHP | WAT | hydro | TRUE
50269 | Conventional Hydroelectric | HY | 2.2 | N | IPP Non-CHP | WAT | hydro | TRUE
50270 | Natural Gas Fired Combined Cycle | CT | 40.2 | Y | Industrial CHP | NG | natural gas nonpeaker | FALSE
50270 | Natural Gas Fired Combined Cycle | CA | 8.9 | Y | Industrial CHP | NG | natural gas nonpeaker | FALSE
50273 | Municipal Solid Waste | ST | 7.5 | N | IPP Non-CHP | MSW | biomass | TRUE
50274 | All Other | ST | 14.8 | Y | Industrial CHP | WH | other | FALSE
50275 | Natural Gas Steam Turbine | ST | 10.5 | Y | Industrial CHP | NG | natural gas peaker | FALSE
50276 | Onshore Wind Turbine | WT | 5.9 | N | IPP Non-CHP | WND | onshore wind | TRUE
50277 | Wood/Wood Waste Biomass | ST | 18 | N | IPP Non-CHP | WDS | biomass | TRUE
50278 | Conventional Hydroelectric | HY | 4.6 | N | IPP Non-CHP | WAT | hydro | TRUE
50278 | Conventional Hydroelectric | HY | 4.6 | N | IPP Non-CHP | WAT | hydro | TRUE
50279 | Landfill Gas | ST | 20 | N | IPP Non-CHP | LFG | biomass | TRUE
50279 | Landfill Gas | GT | 4 | N | IPP Non-CHP | LFG | biomass | TRUE
50279 | Landfill Gas | GT | 4 | N | IPP Non-CHP | LFG | biomass | TRUE
50279 | Natural Gas Fired Combustion Turbine | GT | 43.7 | N | IPP Non-CHP | NG | natural gas peaker | TRUE
50280 | Conventional Hydroelectric | HY | 1.5 | N | IPP Non-CHP | WAT | hydro | TRUE
50281 | Onshore Wind Turbine | WT | 31 | N | IPP Non-CHP | WND | onshore wind | TRUE
50282 | Conventional Steam Coal | ST | 32 | Y | Industrial CHP | BIT | hard coal | FALSE
50282 | Conventional Steam Coal | ST | 28 | Y | Industrial CHP | BIT | hard coal | FALSE
50284 | Conventional Steam Coal | ST | 2.5 | Y | Industrial CHP | BIT | hard coal | FALSE
50284 | Conventional Steam Coal | ST | 4.5 | Y | Industrial CHP | BIT | hard coal | FALSE
50284 | Conventional Steam Coal | ST | 3 | Y | Industrial CHP | BIT | hard coal | FALSE
50284 | Conventional Steam Coal | ST | 7 | Y | Industrial CHP | BIT | hard coal | FALSE
50285 | Conventional Hydroelectric | HY | 0.6 | N | IPP Non-CHP | WAT | hydro | TRUE
50285 | Conventional Hydroelectric | HY | 0.6 | N | IPP Non-CHP | WAT | hydro | TRUE
50290 | Municipal Solid Waste | ST | 53.3 | N | IPP Non-CHP | MSW | biomass | TRUE
50290 | Municipal Solid Waste | ST | 26.7 | N | IPP Non-CHP | MSW | biomass | TRUE
50292 | Natural Gas Fired Combined Cycle | CT | 22.2 | N | IPP Non-CHP | NG | natural gas nonpeaker | TRUE
50292 | Natural Gas Fired Combined Cycle | CT | 22.2 | N | IPP Non-CHP | NG | natural gas nonpeaker | TRUE
50292 | Natural Gas Fired Combined Cycle | CA | 10.6 | N | IPP Non-CHP | NG | natural gas nonpeaker | TRUE
50292 | Petroleum Liquids | IC | 0.4 | N | IPP Non-CHP | DFO | petroleum | TRUE
50292 | Natural Gas Fired Combustion Turbine | GT | 47 | N | IPP Non-CHP | NG | natural gas peaker | TRUE
50292 | Natural Gas Fired Combined Cycle | CT | 49 | N | IPP Non-CHP | NG | natural gas nonpeaker | TRUE
50292 | Natural Gas Fired Combined Cycle | CA | 33 | N | IPP Non-CHP | NG | natural gas nonpeaker | TRUE
50293 | Other Waste Biomass | ST | 25.5 | N | IPP Non-CHP | AB | biomass | TRUE
50296 | Wood/Wood Waste Biomass | ST | 50 | Y | Industrial CHP | BLQ | biomass | FALSE
50296 | Wood/Wood Waste Biomass | ST | 22.5 | Y | Industrial CHP | BLQ | biomass | FALSE
50299 | Natural Gas Fired Combustion Turbine | GT | 46.1 | Y | IPP CHP | NG | natural gas peaker | FALSE
50300 | Natural Gas Fired Combustion Turbine | GT | 40 | Y | IPP CHP | NG | natural gas peaker | FALSE
50304 | All Other | ST | 45 | N | Industrial CHP | PUR | other | FALSE
50304 | All Other | ST | 45 | N | Industrial CHP | PUR | other | FALSE
50304 | Other Gases | GT | 70 | Y | Industrial CHP | OG | other | FALSE
50304 | Other Gases | GT | 70 | Y | Industrial CHP | OG | other | FALSE
50305 | Petroleum Coke | ST | 3.2 | Y | Industrial CHP | PC | petroleum | FALSE
50305 | Petroleum Coke | ST | 12 | Y | Industrial CHP | PC | petroleum | FALSE
50305 | Petroleum Coke | ST | 10 | Y | Industrial CHP | PC | petroleum | FALSE
50305 | Petroleum Coke | ST | 11 | Y | Industrial CHP | PC | petroleum | FALSE
50305 | Petroleum Coke | ST | 11 | Y | Industrial CHP | PC | petroleum | FALSE
50307 | Natural Gas Steam Turbine | ST | 7.5 | Y | Commercial CHP | NG | natural gas peaker | FALSE
50307 | Natural Gas Steam Turbine | ST | 2.5 | Y | Commercial CHP | NG | natural gas peaker | FALSE
50307 | Natural Gas Steam Turbine | ST | 2.5 | Y | Commercial CHP | NG | natural gas peaker | FALSE
50307 | Natural Gas Steam Turbine | ST | 4.3 | Y | Commercial CHP | NG | natural gas peaker | FALSE
50307 | Petroleum Liquids | IC | 1.8 | Y | Commercial CHP | DFO | petroleum | FALSE
50308 | Conventional Steam Coal | ST | 24 | Y | Electric Utility | SUB | hard coal | TRUE
50308 | Conventional Steam Coal | ST |  | Y | Electric Utility | SUB | hard coal | TRUE
50308 | Conventional Steam Coal | ST |  | Y | Electric Utility | SUB | hard coal | TRUE
50308 | Conventional Steam Coal | ST |  | Y | Electric Utility | SUB | hard coal | TRUE
50310 | Natural Gas Internal Combustion Engine | IC | 1.1 | N | Commercial Non-CHP | NG | natural gas peaker | FALSE
50310 | Natural Gas Internal Combustion Engine | IC | 1.3 | N | Commercial Non-CHP | NG | natural gas peaker | FALSE
50310 | Natural Gas Internal Combustion Engine | IC | 1.1 | N | Commercial Non-CHP | NG | natural gas peaker | FALSE
50310 | Natural Gas Internal Combustion Engine | IC | 1.3 | N | Commercial Non-CHP | NG | natural gas peaker | FALSE
50310 | Natural Gas Internal Combustion Engine | IC | 1.1 | N | Commercial Non-CHP | NG | natural gas peaker | FALSE
50310 | Natural Gas Internal Combustion Engine | IC | 1.3 | N | Commercial Non-CHP | NG | natural gas peaker | FALSE
50310 | Natural Gas Internal Combustion Engine | IC | 1.3 | N | Commercial Non-CHP | NG | natural gas peaker | FALSE
50310 | Natural Gas Internal Combustion Engine | IC | 1.3 | N | Commercial Non-CHP | NG | natural gas peaker | FALSE
50310 | Natural Gas Internal Combustion Engine | IC | 1.3 | N | Commercial Non-CHP | NG | natural gas peaker | FALSE
50310 | Natural Gas Internal Combustion Engine | IC | 1.3 | N | Commercial Non-CHP | NG | natural gas peaker | FALSE
50310 | Natural Gas Internal Combustion Engine | IC | 1.3 | N | Commercial Non-CHP | NG | natural gas peaker | FALSE
50311 | Conventional Hydroelectric | HY | 0.6 | N | IPP Non-CHP | WAT | hydro | TRUE
50311 | Conventional Hydroelectric | HY | 0.6 | N | IPP Non-CHP | WAT | hydro | TRUE
50311 | Conventional Hydroelectric | HY | 0.6 | N | IPP Non-CHP | WAT | hydro | TRUE
50311 | Conventional Hydroelectric | HY | 0.6 | N | IPP Non-CHP | WAT | hydro | TRUE
50312 | Conventional Hydroelectric | HY | 0.6 | N | IPP Non-CHP | WAT | hydro | TRUE
50315 | Conventional Hydroelectric | HY | 0.5 | N | IPP Non-CHP | WAT | hydro | TRUE
50315 | Conventional Hydroelectric | HY | 0.5 | N | IPP Non-CHP | WAT | hydro | TRUE
50316 | Natural Gas Steam Turbine | ST | 2.2 | Y | Industrial CHP | NG | natural gas peaker | FALSE
50318 | Natural Gas Fired Combustion Turbine | GT | 2.8 | Y | Industrial CHP | NG | natural gas peaker | FALSE
50322 | Conventional Hydroelectric | HY | 2.1 | N | IPP Non-CHP | WAT | hydro | TRUE
50323 | Conventional Hydroelectric | HY | 0.3 | N | IPP Non-CHP | WAT | hydro | TRUE
50323 | Conventional Hydroelectric | HY | 0.3 | N | IPP Non-CHP | WAT | hydro | TRUE
50323 | Conventional Hydroelectric | HY | 0.3 | N | IPP Non-CHP | WAT | hydro | TRUE
50323 | Conventional Hydroelectric | HY | 0.3 | N | IPP Non-CHP | WAT | hydro | TRUE
50324 | Conventional Hydroelectric | HY | 0.7 | N | IPP Non-CHP | WAT | hydro | TRUE
50324 | Conventional Hydroelectric | HY | 0.7 | N | IPP Non-CHP | WAT | hydro | TRUE
50326 | Natural Gas Fired Combined Cycle | CT | 3 | Y | Commercial CHP | NG | natural gas nonpeaker | FALSE
50326 | Natural Gas Fired Combined Cycle | CA | 0.7 | Y | Commercial CHP | NG | natural gas nonpeaker | FALSE
50328 | Conventional Hydroelectric | HY | 0.8 | N | IPP Non-CHP | WAT | hydro | TRUE
50328 | Conventional Hydroelectric | HY | 0.8 | N | IPP Non-CHP | WAT | hydro | TRUE
50328 | Conventional Hydroelectric | HY | 0.9 | N | IPP Non-CHP | WAT | hydro | TRUE
50329 | Other Waste Biomass | IC | 2.3 | Y | Commercial CHP | OBG | biomass | FALSE
50329 | Other Waste Biomass | IC | 2.3 | Y | Commercial CHP | OBG | biomass | FALSE
50333 | Petroleum Liquids | IC | 0.5 | N | Industrial Non-CHP | DFO | petroleum | FALSE
50333 | Petroleum Liquids | IC | 0.5 | N | Industrial Non-CHP | DFO | petroleum | FALSE
50333 | Conventional Hydroelectric | HY | 0.8 | N | Industrial Non-CHP | WAT | hydro | FALSE
50337 | Natural Gas Internal Combustion Engine | IC | 0.5 | Y | Commercial CHP | NG | natural gas peaker | FALSE
50337 | Natural Gas Internal Combustion Engine | IC | 0.5 | Y | Commercial CHP | NG | natural gas peaker | FALSE
50337 | Natural Gas Internal Combustion Engine | IC | 0.3 | Y | Commercial CHP | NG | natural gas peaker | FALSE
50337 | Natural Gas Internal Combustion Engine | IC | 0.5 | Y | Commercial CHP | NG | natural gas peaker | FALSE
50341 | All Other | ST | 8 | N | Industrial Non-CHP | WH | other | FALSE
50341 | Petroleum Liquids | IC | 1.8 | N | Industrial Non-CHP | DFO | petroleum | FALSE
50341 | Petroleum Liquids | IC | 1.8 | N | Industrial Non-CHP | DFO | petroleum | FALSE
50350 | Conventional Hydroelectric | HY | 14.5 | N | IPP Non-CHP | WAT | hydro | TRUE
50351 | Conventional Hydroelectric | HY | 4.3 | N | IPP Non-CHP | WAT | hydro | TRUE
50352 | Conventional Hydroelectric | HY | 3.7 | N | IPP Non-CHP | WAT | hydro | TRUE
50352 | Conventional Hydroelectric | HY | 0.3 | N | IPP Non-CHP | WAT | hydro | TRUE
50353 | Conventional Hydroelectric | HY | 4.6 | N | IPP Non-CHP | WAT | hydro | TRUE
50354 | Conventional Hydroelectric | HY | 0.8 | N | IPP Non-CHP | WAT | hydro | TRUE
50354 | Conventional Hydroelectric | HY | 0.8 | N | IPP Non-CHP | WAT | hydro | TRUE
50354 | Conventional Hydroelectric | HY | 0.1 | N | IPP Non-CHP | WAT | hydro | TRUE
50359 | Other Gases | ST | 8.5 | Y | Industrial CHP | OG | other | FALSE
50359 | Other Gases | ST | 7.5 | Y | Industrial CHP | OG | other | FALSE
50360 | Conventional Hydroelectric | HY | 1.8 | N | IPP Non-CHP | WAT | hydro | TRUE
50361 | Conventional Hydroelectric | HY | 2.9 | N | IPP Non-CHP | WAT | hydro | TRUE
50362 | Conventional Hydroelectric | HY | 6.7 | N | IPP Non-CHP | WAT | hydro | TRUE
50363 | Wood/Wood Waste Biomass | ST | 15.5 | N | IPP Non-CHP | WDS | biomass | TRUE
50365 | Landfill Gas | IC | 1.5 | N | IPP Non-CHP | LFG | biomass | TRUE
50365 | Landfill Gas | IC | 1.5 | N | IPP Non-CHP | LFG | biomass | TRUE
50365 | Landfill Gas | IC | 1.5 | N | IPP Non-CHP | LFG | biomass | TRUE
50365 | Landfill Gas | IC | 1.5 | N | IPP Non-CHP | LFG | biomass | TRUE
50366 | Natural Gas Steam Turbine | ST | 3 | Y | Commercial CHP | NG | natural gas peaker | FALSE
50366 | Natural Gas Steam Turbine | ST | 1.7 | Y | Commercial CHP | NG | natural gas peaker | FALSE
50366 | Petroleum Liquids | IC | 1 | N | Commercial CHP | DFO | petroleum | FALSE
50366 | Petroleum Liquids | IC | 1 | N | Commercial CHP | DFO | petroleum | FALSE
50366 | Conventional Steam Coal | ST | 2 | Y | Commercial CHP | BIT | hard coal | FALSE
50366 | Conventional Steam Coal | ST | 5 | Y | Commercial CHP | BIT | hard coal | FALSE
50366 | Conventional Steam Coal | ST | 9.4 | Y | Commercial CHP | BIT | hard coal | FALSE
50366 | Petroleum Liquids | IC | 1.7 | N | Commercial CHP | DFO | petroleum | FALSE
50366 | Petroleum Liquids | IC | 1.7 | N | Commercial CHP | DFO | petroleum | FALSE
50366 | Petroleum Liquids | IC | 1.7 | N | Commercial CHP | DFO | petroleum | FALSE
50368 | Natural Gas Fired Combined Cycle | CT | 12.3 | Y | Commercial CHP | NG | natural gas nonpeaker | FALSE
50368 | Natural Gas Fired Combined Cycle | CT | 12.3 | Y | Commercial CHP | NG | natural gas nonpeaker | FALSE
50368 | Petroleum Liquids | IC | 0.9 | N | Commercial CHP | DFO | petroleum | FALSE
50368 | Petroleum Liquids | IC | 0.9 | N | Commercial CHP | DFO | petroleum | FALSE
50368 | Natural Gas Fired Combined Cycle | CA | 1 | Y | Commercial CHP | NG | natural gas nonpeaker | FALSE
50368 | Natural Gas Fired Combined Cycle | CA | 5.3 | Y | Commercial CHP | NG | natural gas nonpeaker | FALSE
50371 | All Other | ST | 27.9 | Y | Industrial CHP | WH | other | FALSE
50373 | Natural Gas Internal Combustion Engine | IC | 6 | Y | IPP CHP | NG | natural gas peaker | FALSE
50373 | Natural Gas Internal Combustion Engine | IC | 6 | Y | IPP CHP | NG | natural gas peaker | FALSE
50375 | Conventional Hydroelectric | HY | 1.2 | N | IPP Non-CHP | WAT | hydro | TRUE
50380 | Conventional Hydroelectric | HY | 0.5 | N | IPP Non-CHP | WAT | hydro | TRUE
50380 | Conventional Hydroelectric | HY | 0.5 | N | IPP Non-CHP | WAT | hydro | TRUE
50380 | Conventional Hydroelectric | HY | 0.5 | N | IPP Non-CHP | WAT | hydro | TRUE
50380 | Conventional Hydroelectric | HY | 1.5 | N | IPP Non-CHP | WAT | hydro | TRUE
50380 | Conventional Hydroelectric | HY | 1.5 | N | IPP Non-CHP | WAT | hydro | TRUE
50382 | Conventional Hydroelectric | HY | 1.8 | N | IPP Non-CHP | WAT | hydro | TRUE
50384 | Conventional Hydroelectric | HY | 2.1 | N | IPP Non-CHP | WAT | hydro | TRUE
50384 | Conventional Hydroelectric | HY | 1.3 | N | IPP Non-CHP | WAT | hydro | TRUE
50385 | Natural Gas Fired Combined Cycle | CT | 120.2 | N | IPP Non-CHP | NG | natural gas nonpeaker | TRUE
50385 | Natural Gas Fired Combined Cycle | CT |  | N | IPP Non-CHP | NG | natural gas nonpeaker | TRUE
50385 | Natural Gas Fired Combined Cycle | CA |  | N | IPP Non-CHP | NG | natural gas nonpeaker | TRUE
50386 | Onshore Wind Turbine | WT | 15.5 | N | IPP Non-CHP | WND | onshore wind | TRUE
50388 | Petroleum Coke | ST | 17 | Y | Industrial CHP | PC | petroleum | FALSE
50389 | Natural Gas Fired Combustion Turbine | GT | 3.5 | Y | Industrial CHP | NG | natural gas peaker | FALSE
50389 | Natural Gas Fired Combustion Turbine | GT | 3.5 | Y | Industrial CHP | NG | natural gas peaker | FALSE
50392 | Petroleum Liquids | IC | 1.4 | N | Commercial CHP | DFO | petroleum | FALSE
50392 | Petroleum Liquids | IC | 1.4 | N | Commercial CHP | DFO | petroleum | FALSE
50392 | Petroleum Liquids | IC | 1.4 | N | Commercial CHP | DFO | petroleum | FALSE
50392 | Petroleum Liquids | IC | 1.4 | N | Commercial CHP | DFO | petroleum | FALSE
50392 | Petroleum Liquids | IC | 1.8 | N | Commercial CHP | DFO | petroleum | FALSE
50392 | Conventional Steam Coal | ST | 0.5 | Y | Commercial CHP | SUB | hard coal | FALSE
50392 | Conventional Steam Coal | ST | 0.5 | Y | Commercial CHP | SUB | hard coal | FALSE
50392 | Conventional Steam Coal | ST | 5 | Y | Commercial CHP | SUB | hard coal | FALSE
50392 | Conventional Steam Coal | ST | 5 | Y | Commercial CHP | SUB | hard coal | FALSE
50392 | Conventional Steam Coal | ST | 9 | Y | Commercial CHP | SUB | hard coal | FALSE
50393 | Conventional Hydroelectric | HY | 20 | N | IPP Non-CHP | WAT | hydro | TRUE
50393 | Conventional Hydroelectric | HY | 8 | N | IPP Non-CHP | WAT | hydro | TRUE
50393 | Conventional Hydroelectric | HY | 2.3 | N | IPP Non-CHP | WAT | hydro | TRUE
50395 | Conventional Hydroelectric | HY | 0.8 | N | Industrial CHP | WAT | hydro | FALSE
50395 | Conventional Hydroelectric | HY | 0.8 | N | Industrial CHP | WAT | hydro | FALSE
50395 | Conventional Hydroelectric | HY | 0.8 | N | Industrial CHP | WAT | hydro | FALSE
50395 | Conventional Hydroelectric | HY | 0.6 | N | Industrial CHP | WAT | hydro | FALSE
50395 | Conventional Hydroelectric | HY | 0.7 | N | Industrial CHP | WAT | hydro | FALSE
50395 | Conventional Hydroelectric | HY | 0.2 | N | Industrial CHP | WAT | hydro | FALSE
50395 | Wood/Wood Waste Biomass | ST | 12.5 | Y | Industrial CHP | BLQ | biomass | FALSE
50395 | Natural Gas Steam Turbine | ST | 5.7 | Y | Industrial CHP | NG | natural gas peaker | FALSE
50395 | Natural Gas Steam Turbine | ST | 13 | Y | Industrial CHP | NG | natural gas peaker | FALSE
50396 | Wood/Wood Waste Biomass | ST | 5 | Y | Industrial CHP | WDS | biomass | FALSE
50396 | Wood/Wood Waste Biomass | ST | 5 | Y | Industrial CHP | WDS | biomass | FALSE
50396 | Wood/Wood Waste Biomass | ST | 7 | Y | Industrial CHP | WDS | biomass | FALSE
50396 | Wood/Wood Waste Biomass | ST | 11.5 | Y | Industrial CHP | WDS | biomass | FALSE
50396 | Wood/Wood Waste Biomass | ST | 11.5 | Y | Industrial CHP | WDS | biomass | FALSE
50396 | Wood/Wood Waste Biomass | ST | 11.5 | Y | Industrial CHP | WDS | biomass | FALSE
50397 | Conventional Steam Coal | ST | 5 | Y | Industrial CHP | BIT | hard coal | FALSE
50397 | Conventional Steam Coal | ST | 4 | Y | Industrial CHP | BIT | hard coal | FALSE
50397 | Conventional Steam Coal | ST | 4 | Y | Industrial CHP | BIT | hard coal | FALSE
50397 | Conventional Steam Coal | ST | 8.7 | Y | Industrial CHP | BIT | hard coal | FALSE
50397 | Conventional Steam Coal | ST | 36.1 | Y | Industrial CHP | BIT | hard coal | FALSE
50397 | Wood/Wood Waste Biomass | ST | 31.2 | Y | Industrial CHP | BLQ | biomass | FALSE
50398 | Wood/Wood Waste Biomass | ST | 82.7 | Y | Industrial CHP | BLQ | biomass | FALSE
50398 | Natural Gas Steam Turbine | ST | 71.2 | Y | Industrial CHP | NG | natural gas peaker | FALSE
50400 | Conventional Hydroelectric | HY | 15 | N | IPP Non-CHP | WAT | hydro | TRUE
50404 | All Other | ST | 15 | N | Industrial Non-CHP | WH | other | FALSE
50404 | All Other | ST | 23.8 | N | Industrial Non-CHP | WH | other | FALSE
50406 | Wood/Wood Waste Biomass | ST | 50 | Y | Industrial CHP | BLQ | biomass | FALSE
50406 | Wood/Wood Waste Biomass | ST | 65 | Y | Industrial CHP | BLQ | biomass | FALSE
50407 | Wood/Wood Waste Biomass | ST | 56.1 | Y | IPP CHP | WDS | biomass | FALSE
50407 | Wood/Wood Waste Biomass | ST | 33.2 | Y | IPP CHP | WDS | biomass | FALSE
50408 | Conventional Hydroelectric | HY | 0.4 | N | Industrial Non-CHP | WAT | hydro | FALSE
50408 | Conventional Hydroelectric | HY | 0.3 | N | Industrial Non-CHP | WAT | hydro | FALSE
50408 | Conventional Hydroelectric | HY | 0.2 | N | Industrial Non-CHP | WAT | hydro | FALSE
50408 | Conventional Hydroelectric | HY | 0.4 | N | Industrial Non-CHP | WAT | hydro | FALSE
50408 | Conventional Hydroelectric | HY | 0.4 | N | Industrial Non-CHP | WAT | hydro | FALSE
50408 | Conventional Hydroelectric | HY | 0.4 | N | Industrial Non-CHP | WAT | hydro | FALSE
50409 | Conventional Hydroelectric | HY | 0.4 | N | Industrial Non-CHP | WAT | hydro | FALSE
50409 | Conventional Hydroelectric | HY | 0.4 | N | Industrial Non-CHP | WAT | hydro | FALSE
50409 | Conventional Hydroelectric | HY | 0.5 | N | Industrial Non-CHP | WAT | hydro | FALSE
50409 | Conventional Hydroelectric | HY | 0.5 | N | Industrial Non-CHP | WAT | hydro | FALSE
50410 | Petroleum Coke | ST | 67 | Y | Industrial CHP | PC | petroleum | FALSE
50411 | Natural Gas Fired Combustion Turbine | GT | 3.4 | Y | Commercial CHP | NG | natural gas peaker | FALSE
50411 | Natural Gas Fired Combustion Turbine | GT | 3.4 | Y | Commercial CHP | NG | natural gas peaker | FALSE
50411 | Natural Gas Fired Combustion Turbine | GT | 3.4 | Y | Commercial CHP | NG | natural gas peaker | FALSE
50413 | Petroleum Liquids | IC | 1.3 | N | Commercial CHP | DFO | petroleum | FALSE
50413 | Municipal Solid Waste | ST | 1.3 | Y | Commercial CHP | MSW | biomass | FALSE
50413 | Municipal Solid Waste | ST | 5 | Y | Commercial CHP | MSW | biomass | FALSE
50413 | Municipal Solid Waste | ST | 1.4 | Y | Commercial CHP | MSW | biomass | FALSE
50414 | Conventional Hydroelectric | HY | 3.4 | N | IPP Non-CHP | WAT | hydro | TRUE
50416 | Conventional Hydroelectric | HY | 0.2 | N | IPP Non-CHP | WAT | hydro | TRUE
50416 | Conventional Hydroelectric | HY | 0.2 | N | IPP Non-CHP | WAT | hydro | TRUE
50416 | Conventional Hydroelectric | HY | 0.2 | N | IPP Non-CHP | WAT | hydro | TRUE
50416 | Conventional Hydroelectric | HY | 0.2 | N | IPP Non-CHP | WAT | hydro | TRUE
50416 | Conventional Hydroelectric | HY | 0.2 | N | IPP Non-CHP | WAT | hydro | TRUE
50421 | Conventional Hydroelectric | HY | 0.8 | N | IPP Non-CHP | WAT | hydro | TRUE
50421 | Conventional Hydroelectric | HY | 0.8 | N | IPP Non-CHP | WAT | hydro | TRUE
50423 | Conventional Hydroelectric | HY | 1.6 | N | IPP Non-CHP | WAT | hydro | TRUE
50424 | All Other | ST | 10.6 | Y | Industrial CHP | PUR | other | FALSE
50426 | Wood/Wood Waste Biomass | ST | 2.6 | Y | Industrial CHP | WDS | biomass | FALSE
50426 | Wood/Wood Waste Biomass | ST | 2.6 | Y | Industrial CHP | WDS | biomass | FALSE
50426 | Wood/Wood Waste Biomass | ST | 2.6 | Y | Industrial CHP | WDS | biomass | FALSE
50427 | Natural Gas Internal Combustion Engine | IC | 0.5 | Y | Commercial CHP | NG | natural gas peaker | FALSE
50427 | Natural Gas Internal Combustion Engine | IC | 0.5 | Y | Commercial CHP | NG | natural gas peaker | FALSE
50427 | Natural Gas Internal Combustion Engine | IC | 1.1 | Y | Commercial CHP | NG | natural gas peaker | FALSE
50427 | Natural Gas Internal Combustion Engine | IC | 1.5 | Y | Commercial CHP | NG | natural gas peaker | FALSE
50431 | Natural Gas Fired Combined Cycle | CA | 11.5 | Y | Commercial CHP | NG | natural gas nonpeaker | FALSE
50431 | Natural Gas Fired Combined Cycle | CT | 5 | Y | Commercial CHP | NG | natural gas nonpeaker | FALSE
50431 | Natural Gas Fired Combined Cycle | CA | 11.5 | Y | Commercial CHP | NG | natural gas nonpeaker | FALSE
50431 | Natural Gas Fired Combined Cycle | CA | 11.5 | Y | Commercial CHP | NG | natural gas nonpeaker | FALSE
50431 | Natural Gas Fired Combined Cycle | CT | 5 | Y | Commercial CHP | NG | natural gas nonpeaker | FALSE
50433 | Conventional Hydroelectric | HY | 1.4 | N | IPP Non-CHP | WAT | hydro | TRUE
50435 | Conventional Hydroelectric | HY | 2.5 | N | IPP Non-CHP | WAT | hydro | TRUE
50436 | Conventional Hydroelectric | HY | 1.6 | N | IPP Non-CHP | WAT | hydro | TRUE
50437 | Conventional Hydroelectric | HY | 1.6 | N | IPP Non-CHP | WAT | hydro | TRUE
50439 | Conventional Hydroelectric | HY | 0.3 | N | Industrial Non-CHP | WAT | hydro | FALSE
50439 | Conventional Hydroelectric | HY | 1.7 | N | Industrial Non-CHP | WAT | hydro | FALSE
50447 | Conventional Hydroelectric | HY | 0.6 | N | Industrial CHP | WAT | hydro | FALSE
50447 | Conventional Hydroelectric | HY | 0.6 | N | Industrial CHP | WAT | hydro | FALSE
50447 | Conventional Hydroelectric | HY | 0.6 | N | Industrial CHP | WAT | hydro | FALSE
50447 | Conventional Hydroelectric | HY | 0.8 | N | Industrial CHP | WAT | hydro | FALSE
50447 | Conventional Hydroelectric | HY | 0.8 | N | Industrial CHP | WAT | hydro | FALSE
50447 | Conventional Hydroelectric | HY | 0.8 | N | Industrial CHP | WAT | hydro | FALSE
50447 | Conventional Hydroelectric | HY | 0.6 | N | Industrial CHP | WAT | hydro | FALSE
50447 | Wood/Wood Waste Biomass | ST | 40.5 | Y | Industrial CHP | WDS | biomass | FALSE
50447 | Wood/Wood Waste Biomass | ST | 15.8 | Y | Industrial CHP | WDS | biomass | FALSE
50447 | Conventional Hydroelectric | HY | 0.6 | N | Industrial CHP | WAT | hydro | FALSE
50447 | Conventional Hydroelectric | HY | 0.2 | N | Industrial CHP | WAT | hydro | FALSE
50447 | Conventional Hydroelectric | HY | 0.2 | N | Industrial CHP | WAT | hydro | FALSE
50447 | Conventional Hydroelectric | HY | 0.2 | N | Industrial CHP | WAT | hydro | FALSE
50447 | Conventional Hydroelectric | HY | 0.2 | N | Industrial CHP | WAT | hydro | FALSE
50447 | Conventional Hydroelectric | HY | 0.5 | N | Industrial CHP | WAT | hydro | FALSE
50447 | Conventional Hydroelectric | HY | 0.5 | N | Industrial CHP | WAT | hydro | FALSE
50447 | Conventional Hydroelectric | HY | 0.4 | N | Industrial CHP | WAT | hydro | FALSE
50447 | Conventional Hydroelectric | HY | 0.4 | N | Industrial CHP | WAT | hydro | FALSE
50447 | Conventional Hydroelectric | HY | 0.4 | N | Industrial CHP | WAT | hydro | FALSE
50449 | Natural Gas Fired Combined Cycle | CT | 49 | Y | IPP CHP | NG | natural gas nonpeaker | FALSE
50449 | Natural Gas Fired Combined Cycle | CA |  | Y | IPP CHP | NG | natural gas nonpeaker | FALSE
50450 | Natural Gas Fired Combined Cycle | CT | 47.9 | Y | IPP CHP | NG | natural gas nonpeaker | FALSE
50450 | Natural Gas Fired Combined Cycle | CA |  | Y | IPP CHP | NG | natural gas nonpeaker | FALSE
50451 | Natural Gas Fired Combined Cycle | CT | 47.7 | Y | IPP CHP | NG | natural gas nonpeaker | FALSE
50451 | Natural Gas Fired Combined Cycle | CA |  | Y | IPP CHP | NG | natural gas nonpeaker | FALSE
50456 | Conventional Steam Coal | ST | 11.7 | Y | Industrial CHP | BIT | hard coal | FALSE
50458 | Natural Gas Fired Combined Cycle | CT | 75.4 | Y | IPP CHP | NG | natural gas nonpeaker | FALSE
50458 | Natural Gas Fired Combined Cycle | CA | 55.7 | Y | IPP CHP | NG | natural gas nonpeaker | FALSE
50461 | Conventional Hydroelectric | HY | 0.7 | N | Industrial Non-CHP | WAT | hydro | FALSE
50463 | Natural Gas Fired Combustion Turbine | GT | 40 | Y | Industrial CHP | NG | natural gas peaker | FALSE
50463 | Natural Gas Steam Turbine | ST | 0.9 | Y | Industrial CHP | NG | natural gas peaker | FALSE
50463 | Natural Gas Fired Combustion Turbine | GT | 64 | N | Industrial CHP | NG | natural gas peaker | FALSE
50464 | Natural Gas Fired Combustion Turbine | GT | 22.4 | Y | Industrial CHP | NG | natural gas peaker | FALSE
50464 | Natural Gas Fired Combustion Turbine | GT | 48.5 | Y | Industrial CHP | NG | natural gas peaker | FALSE
50465 | Wood/Wood Waste Biomass | ST | 46.6 | Y | Industrial CHP | BLQ | biomass | FALSE
50465 | Wood/Wood Waste Biomass | ST | 30.5 | Y | Industrial CHP | WDS | biomass | FALSE
50466 | Wood/Wood Waste Biomass | ST | 7 | Y | Industrial CHP | BLQ | biomass | FALSE
50466 | Wood/Wood Waste Biomass | ST | 8.5 | Y | Industrial CHP | BLQ | biomass | FALSE
50466 | Wood/Wood Waste Biomass | ST | 11.1 | Y | Industrial CHP | BLQ | biomass | FALSE
50466 | Wood/Wood Waste Biomass | ST | 8.1 | Y | Industrial CHP | BLQ | biomass | FALSE
50466 | Wood/Wood Waste Biomass | ST | 7.1 | N | Industrial CHP | BLQ | biomass | FALSE
50468 | Conventional Hydroelectric | HY | 0.5 | N | Industrial Non-CHP | WAT | hydro | FALSE
50468 | Conventional Hydroelectric | HY | 0.4 | N | Industrial Non-CHP | WAT | hydro | FALSE
50468 | Conventional Hydroelectric | HY | 0.2 | N | Industrial Non-CHP | WAT | hydro | FALSE
50472 | Municipal Solid Waste | ST | 18 | Y | IPP CHP | MSW | biomass | FALSE
50472 | Municipal Solid Waste | ST | 18 | Y | IPP CHP | MSW | biomass | FALSE
50474 | All Other | ST | 15.9 | Y | Industrial CHP | OTH | other | FALSE
50475 | Natural Gas Fired Combustion Turbine | GT | 33 | Y | Industrial CHP | NG | natural gas peaker | FALSE
50476 | Natural Gas Steam Turbine | ST | 5.4 | Y | Industrial CHP | NG | natural gas peaker | FALSE
50476 | Natural Gas Steam Turbine | ST | 8.2 | Y | Industrial CHP | NG | natural gas peaker | FALSE
50476 | Conventional Hydroelectric | HY | 0.5 | N | Industrial CHP | WAT | hydro | FALSE
50476 | Conventional Hydroelectric | HY | 0.3 | N | Industrial CHP | WAT | hydro | FALSE
50476 | Conventional Hydroelectric | HY | 0.3 | N | Industrial CHP | WAT | hydro | FALSE
50479 | Conventional Hydroelectric | HY | 0.2 | N | Industrial CHP | WAT | hydro | FALSE
50479 | Conventional Hydroelectric | HY | 0.2 | N | Industrial CHP | WAT | hydro | FALSE
50479 | Wood/Wood Waste Biomass | ST | 6.5 | Y | Industrial CHP | WDS | biomass | FALSE
50481 | Conventional Steam Coal | ST | 6 | Y | Industrial CHP | BIT | hard coal | FALSE
50481 | Conventional Steam Coal | ST | 6 | Y | Industrial CHP | BIT | hard coal | FALSE
50481 | Conventional Steam Coal | ST | 6 | Y | Industrial CHP | BIT | hard coal | FALSE
50481 | Conventional Steam Coal | ST | 7 | Y | Industrial CHP | BIT | hard coal | FALSE
50481 | Conventional Steam Coal | ST | 10 | Y | Industrial CHP | BIT | hard coal | FALSE
50481 | Conventional Steam Coal | ST | 7.5 | Y | Industrial CHP | BIT | hard coal | FALSE
50481 | Conventional Steam Coal | ST | 10.4 | Y | Industrial CHP | BIT | hard coal | FALSE
50481 | Conventional Steam Coal | ST | 10.4 | Y | Industrial CHP | BIT | hard coal | FALSE
50481 | Conventional Steam Coal | ST | 10.4 | Y | Industrial CHP | BIT | hard coal | FALSE
50481 | Conventional Steam Coal | ST | 10.4 | Y | Industrial CHP | BIT | hard coal | FALSE
50481 | Conventional Steam Coal | ST | 10.4 | Y | Industrial CHP | BIT | hard coal | FALSE
50481 | Conventional Steam Coal | ST | 15 | Y | Industrial CHP | BIT | hard coal | FALSE
50481 | Conventional Steam Coal | ST | 15.4 | Y | Industrial CHP | BIT | hard coal | FALSE
50481 | Conventional Steam Coal | ST | 16.8 | Y | Industrial CHP | BIT | hard coal | FALSE
50481 | Conventional Steam Coal | ST | 18 | Y | Industrial CHP | BIT | hard coal | FALSE
50481 | Conventional Steam Coal | ST | 16.6 | Y | Industrial CHP | BIT | hard coal | FALSE
50481 | Conventional Steam Coal | ST | 6 | Y | Industrial CHP | BIT | hard coal | FALSE
50481 | Conventional Steam Coal | ST | 6 | Y | Industrial CHP | BIT | hard coal | FALSE
50481 | Conventional Steam Coal | ST | 6 | Y | Industrial CHP | BIT | hard coal | FALSE
50482 | Other Waste Biomass | ST | 11 | Y | Industrial CHP | AB | biomass | FALSE
50482 | Other Waste Biomass | ST | 14 | Y | Industrial CHP | AB | biomass | FALSE
50482 | Other Waste Biomass | ST | 18.6 | Y | Industrial CHP | AB | biomass | FALSE
50482 | Other Waste Biomass | ST | 12 | Y | Industrial CHP | AB | biomass | FALSE
50485 | Onshore Wind Turbine | WT | 21.7 | N | IPP Non-CHP | WND | onshore wind | TRUE
50485 | Onshore Wind Turbine | WT | 3.4 | N | IPP Non-CHP | WND | onshore wind | TRUE
50487 | All Other | ST | 7.5 | N | Industrial Non-CHP | PUR | other | FALSE
50487 | All Other | ST | 7.5 | N | Industrial Non-CHP | PUR | other | FALSE
50487 | All Other | ST | 7.5 | N | Industrial Non-CHP | PUR | other | FALSE
50487 | All Other | ST | 10 | N | Industrial Non-CHP | PUR | other | FALSE
50487 | All Other | ST | 20 | N | Industrial Non-CHP | PUR | other | FALSE
50488 | All Other | ST | 35 | N | Industrial Non-CHP | PUR | other | FALSE
50488 | All Other | ST | 30 | N | Industrial Non-CHP | PUR | other | FALSE
50488 | All Other | ST | 40 | N | Industrial Non-CHP | PUR | other | FALSE
50489 | Natural Gas Fired Combustion Turbine | GT | 55 | Y | Industrial CHP | NG | natural gas peaker | FALSE
50489 | Natural Gas Fired Combustion Turbine | GT | 55 | Y | Industrial CHP | NG | natural gas peaker | FALSE
50489 | Natural Gas Steam Turbine | ST | 52 | Y | Industrial CHP | NG | natural gas peaker | FALSE
50489 | Natural Gas Fired Combustion Turbine | GT | 70.6 | Y | Industrial CHP | NG | natural gas peaker | FALSE
50489 | Natural Gas Fired Combustion Turbine | GT | 70.6 | Y | Industrial CHP | NG | natural gas peaker | FALSE
50490 | Natural Gas Steam Turbine | ST | 2.7 | Y | Industrial CHP | NG | natural gas peaker | FALSE
50491 | Conventional Steam Coal | ST | 7.5 | Y | Industrial CHP | BIT | hard coal | FALSE
50491 | Conventional Steam Coal | ST | 7.5 | Y | Industrial CHP | BIT | hard coal | FALSE
50491 | Conventional Steam Coal | ST | 26 | Y | Industrial CHP | BIT | hard coal | FALSE
50491 | Conventional Steam Coal | ST | 82 | Y | Industrial CHP | BIT | hard coal | FALSE
50492 | Other Waste Biomass | IC | 2.3 | Y | Commercial CHP | OBG | biomass | FALSE
50492 | Other Waste Biomass | IC | 2.3 | Y | Commercial CHP | OBG | biomass | FALSE
50492 | Conventional Hydroelectric | HY | 1 | N | Commercial CHP | WAT | hydro | FALSE
50493 | Natural Gas Fired Combustion Turbine | GT | 23 | N | IPP Non-CHP | NG | natural gas peaker | TRUE
50493 | Natural Gas Fired Combustion Turbine | GT | 23 | N | IPP Non-CHP | NG | natural gas peaker | TRUE
50494 | Natural Gas Fired Combustion Turbine | GT | 23 | N | IPP Non-CHP | NG | natural gas peaker | TRUE
50494 | Natural Gas Fired Combustion Turbine | GT | 23 | N | IPP Non-CHP | NG | natural gas peaker | TRUE
50495 | Natural Gas Fired Combustion Turbine | GT | 23 | Y | IPP CHP | NG | natural gas peaker | FALSE
50495 | Natural Gas Fired Combustion Turbine | GT | 23 | Y | IPP CHP | NG | natural gas peaker | FALSE
50497 | Natural Gas Fired Combined Cycle | CT | 163 | Y | IPP CHP | NG | natural gas nonpeaker | FALSE
50497 | Natural Gas Fired Combined Cycle | CT |  | Y | IPP CHP | NG | natural gas nonpeaker | FALSE
50497 | Natural Gas Fired Combined Cycle | CT |  | Y | IPP CHP | NG | natural gas nonpeaker | FALSE
50497 | Natural Gas Fired Combined Cycle | CA |  | Y | IPP CHP | NG | natural gas nonpeaker | FALSE
50498 | Natural Gas Fired Combined Cycle | CT | 31.9 | Y | IPP CHP | NG | natural gas nonpeaker | FALSE
50498 | Natural Gas Fired Combined Cycle | CA | 23.3 | Y | IPP CHP | NG | natural gas nonpeaker | FALSE
50509 | All Other | ST | 54 | Y | Industrial CHP | WH | other | FALSE
50512 | Conventional Hydroelectric | HY | 14.5 | N | IPP Non-CHP | WAT | hydro | TRUE
50512 | Conventional Hydroelectric | HY | 14.5 | N | IPP Non-CHP | WAT | hydro | TRUE
50512 | Conventional Hydroelectric | HY | 3.6 | N | IPP Non-CHP | WAT | hydro | TRUE
50513 | Conventional Hydroelectric | HY | 2.5 | N | IPP Non-CHP | WAT | hydro | TRUE
50514 | Conventional Hydroelectric | HY | 2.5 | N | IPP Non-CHP | WAT | hydro | TRUE
50514 | Conventional Hydroelectric | HY | 2.5 | N | IPP Non-CHP | WAT | hydro | TRUE
50530 | Other Gases | GT | 25 | Y | Industrial CHP | OG | other | FALSE
50530 | Other Gases | GT | 25 | Y | Industrial CHP | OG | other | FALSE
50530 | Other Gases | ST | 15 | Y | Industrial CHP | OG | other | FALSE
50532 | Onshore Wind Turbine | WT | 1.5 | N | IPP Non-CHP | WND | onshore wind | TRUE
50532 | Onshore Wind Turbine | WT | 19.6 | N | IPP Non-CHP | WND | onshore wind | TRUE
50533 | Onshore Wind Turbine | WT | 19 | N | IPP Non-CHP | WND | onshore wind | TRUE
50534 | Onshore Wind Turbine | WT | 18 | N | IPP Non-CHP | WND | onshore wind | TRUE
50535 | Onshore Wind Turbine | WT | 29.9 | N | IPP Non-CHP | WND | onshore wind | TRUE
50536 | Onshore Wind Turbine | WT | 76.9 | N | IPP Non-CHP | WND | onshore wind | TRUE
50537 | Natural Gas Fired Combustion Turbine | GT | 5.6 | Y | Commercial CHP | NG | natural gas peaker | FALSE
50539 | Conventional Hydroelectric | HY | 0.5 | N | IPP Non-CHP | WAT | hydro | TRUE
50539 | Conventional Hydroelectric | HY | 0.3 | N | IPP Non-CHP | WAT | hydro | TRUE
50539 | Conventional Hydroelectric | HY | 0.3 | N | IPP Non-CHP | WAT | hydro | TRUE
50540 | Other Gases | OT | 6.5 | N | Industrial Non-CHP | OG | other | FALSE
50540 | Natural Gas Steam Turbine | ST | 1.5 | N | Industrial Non-CHP | NG | natural gas peaker | FALSE
50541 | Natural Gas Fired Combined Cycle | CT | 80.8 | N | IPP Non-CHP | NG | natural gas nonpeaker | TRUE
50541 | Natural Gas Fired Combined Cycle | CA | 9.9 | N | IPP Non-CHP | NG | natural gas nonpeaker | TRUE
50541 | Natural Gas Fired Combined Cycle | CA | 11 | N | IPP Non-CHP | NG | natural gas nonpeaker | TRUE
50544 | Wood/Wood Waste Biomass | ST | 3 | Y | Industrial CHP | BLQ | biomass | FALSE
50544 | Wood/Wood Waste Biomass | ST | 7.5 | Y | Industrial CHP | BLQ | biomass | FALSE
50544 | Conventional Hydroelectric | HY | 0.3 | N | Industrial CHP | WAT | hydro | FALSE
50545 | Conventional Hydroelectric | HY | 7 | N | IPP Non-CHP | WAT | hydro | TRUE
50545 | Conventional Hydroelectric | HY | 7 | N | IPP Non-CHP | WAT | hydro | TRUE
50546 | Conventional Hydroelectric | HY | 3.6 | N | IPP Non-CHP | WAT | hydro | TRUE
50552 | Onshore Wind Turbine | WT | 39.7 | N | IPP Non-CHP | WND | onshore wind | TRUE
50553 | Onshore Wind Turbine | WT | 20 | N | IPP Non-CHP | WND | onshore wind | TRUE
50555 | Natural Gas Fired Combined Cycle | CT | 75 | N | Electric Utility | NG | natural gas nonpeaker | TRUE
50555 | Natural Gas Fired Combined Cycle | CT | 36 | N | Electric Utility | NG | natural gas nonpeaker | TRUE
50555 | Natural Gas Fired Combined Cycle | CA | 54 | N | Electric Utility | NG | natural gas nonpeaker | TRUE
50558 | Natural Gas Fired Combined Cycle | CT | 67.3 | Y | IPP CHP | NG | natural gas nonpeaker | FALSE
50558 | Natural Gas Fired Combined Cycle | CA | 44.1 | Y | IPP CHP | NG | natural gas nonpeaker | FALSE
50560 | Wood/Wood Waste Biomass | ST | 19.8 | N | IPP Non-CHP | WDS | biomass | TRUE
50561 | Natural Gas Fired Combined Cycle | CT | 85 | N | IPP Non-CHP | NG | natural gas nonpeaker | TRUE
50561 | Natural Gas Fired Combined Cycle | CT | 85 | N | IPP Non-CHP | NG | natural gas nonpeaker | TRUE
50561 | Natural Gas Fired Combined Cycle | CA | 40 | N | IPP Non-CHP | NG | natural gas nonpeaker | TRUE
50563 | Landfill Gas | GT | 2.9 | N | IPP Non-CHP | LFG | biomass | TRUE
50563 | Landfill Gas | GT | 2.9 | N | IPP Non-CHP | LFG | biomass | TRUE
50564 | Landfill Gas | IC | 0.8 | N | IPP Non-CHP | LFG | biomass | TRUE
50564 | Landfill Gas | IC | 0.8 | N | IPP Non-CHP | LFG | biomass | TRUE
50564 | Landfill Gas | IC | 0.8 | N | IPP Non-CHP | LFG | biomass | TRUE
50565 | Landfill Gas | IC | 0.8 | N | IPP Non-CHP | LFG | biomass | TRUE
50565 | Landfill Gas | IC | 0.8 | N | IPP Non-CHP | LFG | biomass | TRUE
50566 | Landfill Gas | IC | 0.8 | N | IPP Non-CHP | LFG | biomass | TRUE
50566 | Landfill Gas | IC | 0.8 | N | IPP Non-CHP | LFG | biomass | TRUE
50566 | Landfill Gas | IC | 0.8 | N | IPP Non-CHP | LFG | biomass | TRUE
50568 | Landfill Gas | IC | 0.8 | N | IPP Non-CHP | LFG | biomass | TRUE
50568 | Landfill Gas | IC | 0.8 | N | IPP Non-CHP | LFG | biomass | TRUE
50568 | Landfill Gas | IC | 0.8 | N | IPP Non-CHP | LFG | biomass | TRUE
50568 | Landfill Gas | IC | 0.8 | N | IPP Non-CHP | LFG | biomass | TRUE
50568 | Landfill Gas | IC | 1.6 | N | IPP Non-CHP | LFG | biomass | TRUE
50568 | Landfill Gas | IC | 1.6 | N | IPP Non-CHP | LFG | biomass | TRUE
50568 | Landfill Gas | IC | 1.6 | N | IPP Non-CHP | LFG | biomass | TRUE
50568 | Landfill Gas | IC | 1.6 | N | IPP Non-CHP | LFG | biomass | TRUE
50569 | Landfill Gas | GT | 2.9 | N | IPP Non-CHP | LFG | biomass | TRUE
50569 | Landfill Gas | GT | 2.9 | N | IPP Non-CHP | LFG | biomass | TRUE
50569 | Landfill Gas | IC | 1.6 | N | IPP Non-CHP | LFG | biomass | TRUE
50569 | Landfill Gas | IC | 1.6 | N | IPP Non-CHP | LFG | biomass | TRUE
50569 | Landfill Gas | IC | 1.6 | N | IPP Non-CHP | LFG | biomass | TRUE
50569 | Landfill Gas | IC | 1.6 | N | IPP Non-CHP | LFG | biomass | TRUE
50570 | Landfill Gas | IC | 0.8 | N | IPP Non-CHP | LFG | biomass | TRUE
50570 | Landfill Gas | IC | 0.8 | N | IPP Non-CHP | LFG | biomass | TRUE
50570 | Landfill Gas | IC | 0.8 | N | IPP Non-CHP | LFG | biomass | TRUE
50570 | Landfill Gas | IC | 0.8 | N | IPP Non-CHP | LFG | biomass | TRUE
50570 | Landfill Gas | IC | 1.6 | N | IPP Non-CHP | LFG | biomass | TRUE
50571 | Landfill Gas | GT | 2.9 | N | IPP Non-CHP | LFG | biomass | TRUE
50571 | Landfill Gas | GT | 2.9 | N | IPP Non-CHP | LFG | biomass | TRUE
50571 | Landfill Gas | IC | 1.3 | N | IPP Non-CHP | LFG | biomass | TRUE
50571 | Landfill Gas | IC | 1.3 | N | IPP Non-CHP | LFG | biomass | TRUE
50572 | Landfill Gas | CT | 2.9 | N | IPP Non-CHP | LFG | biomass | TRUE
50572 | Landfill Gas | CT | 2.9 | N | IPP Non-CHP | LFG | biomass | TRUE
50572 | Landfill Gas | CT | 2.9 | N | IPP Non-CHP | LFG | biomass | TRUE
50572 | Landfill Gas | CA | 2.2 | N | IPP Non-CHP | LFG | biomass | TRUE
50573 | Landfill Gas | GT | 2.9 | N | IPP Non-CHP | LFG | biomass | TRUE
50575 | Landfill Gas | GT | 2.9 | N | IPP Non-CHP | LFG | biomass | TRUE
50575 | Landfill Gas | GT | 2.9 | N | IPP Non-CHP | LFG | biomass | TRUE
50576 | Landfill Gas | GT | 2.9 | N | IPP Non-CHP | LFG | biomass | TRUE
50576 | Landfill Gas | GT | 2.9 | N | IPP Non-CHP | LFG | biomass | TRUE
50576 | Landfill Gas | IC | 0.8 | N | IPP Non-CHP | LFG | biomass | TRUE
50576 | Landfill Gas | IC | 0.8 | N | IPP Non-CHP | LFG | biomass | TRUE
50576 | Landfill Gas | IC | 0.8 | N | IPP Non-CHP | LFG | biomass | TRUE
50576 | Landfill Gas | IC | 0.8 | N | IPP Non-CHP | LFG | biomass | TRUE
50577 | Landfill Gas | GT | 2.9 | N | IPP Non-CHP | LFG | biomass | TRUE
50577 | Landfill Gas | GT | 2.9 | N | IPP Non-CHP | LFG | biomass | TRUE
50577 | Landfill Gas | GT | 3 | N | IPP Non-CHP | LFG | biomass | TRUE
50577 | Landfill Gas | GT | 2.9 | N | IPP Non-CHP | LFG | biomass | TRUE
50610 | Natural Gas Fired Combustion Turbine | GT | 1 | Y | Commercial CHP | NG | natural gas peaker | FALSE
50611 | Conventional Steam Coal | ST | 30 | N | IPP Non-CHP | WC | hard coal | TRUE
50612 | Natural Gas Fired Combustion Turbine | GT | 46 | Y | IPP CHP | NG | natural gas peaker | FALSE
50614 | Wood/Wood Waste Biomass | ST | 13 | Y | Industrial CHP | BLQ | biomass | FALSE
50614 | Conventional Hydroelectric | HY | 2 | N | Industrial CHP | WAT | hydro | FALSE
50614 | Conventional Hydroelectric | HY | 0.7 | N | Industrial CHP | WAT | hydro | FALSE
50614 | Conventional Hydroelectric | HY | 0.7 | N | Industrial CHP | WAT | hydro | FALSE
50614 | Wood/Wood Waste Biomass | ST | 5 | Y | Industrial CHP | BLQ | biomass | FALSE
50620 | Wood/Wood Waste Biomass | ST | 4.7 | Y | Industrial CHP | WDS | biomass | FALSE
50621 | Petroleum Liquids | ST | 2 | Y | Commercial CHP | RFO | petroleum | FALSE
50621 | Petroleum Liquids | ST | 2 | Y | Commercial CHP | RFO | petroleum | FALSE
50621 | Petroleum Liquids | GT | 2.8 | Y | Commercial CHP | DFO | petroleum | FALSE
50621 | Petroleum Liquids | GT | 2.8 | Y | Commercial CHP | DFO | petroleum | FALSE
50621 | Natural Gas Internal Combustion Engine | IC | 2 | N | Commercial CHP | NG | natural gas peaker | FALSE
50622 | Natural Gas Fired Combustion Turbine | GT | 7 | Y | Industrial CHP | NG | natural gas peaker | FALSE
50622 | Natural Gas Fired Combustion Turbine | GT | 7 | Y | Industrial CHP | NG | natural gas peaker | FALSE
50623 | Natural Gas Fired Combustion Turbine | GT | 3 | Y | Industrial CHP | NG | natural gas peaker | FALSE
50623 | Natural Gas Fired Combustion Turbine | GT | 3 | Y | Industrial CHP | NG | natural gas peaker | FALSE
50623 | Natural Gas Fired Combustion Turbine | GT | 3 | Y | Industrial CHP | NG | natural gas peaker | FALSE
50623 | Natural Gas Fired Combustion Turbine | GT | 3 | Y | Industrial CHP | NG | natural gas peaker | FALSE
50624 | All Other | ST | 7.5 | N | Industrial CHP | WH | other | FALSE
50624 | Natural Gas Fired Combustion Turbine | GT | 22.5 | Y | Industrial CHP | NG | natural gas peaker | FALSE
50624 | All Other | ST | 19.3 | N | Industrial CHP | WH | other | FALSE
50625 | Other Gases | OT | 5 | N | Industrial CHP | OG | other | FALSE
50625 | Natural Gas Steam Turbine | ST | 25 | Y | Industrial CHP | NG | natural gas peaker | FALSE
50625 | Natural Gas Steam Turbine | ST | 38.6 | Y | Industrial CHP | NG | natural gas peaker | FALSE
50625 | Natural Gas Fired Combustion Turbine | GT | 32 | Y | Industrial CHP | NG | natural gas peaker | FALSE
50625 | Natural Gas Steam Turbine | ST | 25 | Y | Industrial CHP | NG | natural gas peaker | FALSE
50625 | Natural Gas Steam Turbine | ST | 20 | Y | Industrial CHP | NG | natural gas peaker | FALSE
50625 | Natural Gas Steam Turbine | ST | 30 | Y | Industrial CHP | NG | natural gas peaker | FALSE
50625 | Natural Gas Fired Combustion Turbine | GT | 145 | Y | Industrial CHP | NG | natural gas peaker | FALSE
50625 | Natural Gas Fired Combustion Turbine | GT | 145 | Y | Industrial CHP | NG | natural gas peaker | FALSE
50625 | Natural Gas Fired Combustion Turbine | GT | 145 | Y | Industrial CHP | NG | natural gas peaker | FALSE
50626 | All Other | OT | 1.8 | N | Industrial Non-CHP | OTH | other | FALSE
50627 | Other Gases | GT | 22 | Y | Industrial CHP | OG | other | FALSE
50627 | Other Gases | ST | 11.2 | N | Industrial CHP | OG | other | FALSE
50627 | Other Gases | ST | 6.5 | N | Industrial CHP | OG | other | FALSE
50628 | Natural Gas Fired Combustion Turbine | GT | 25 | Y | Industrial CHP | NG | natural gas peaker | FALSE
50628 | Other Gases | ST | 11.7 | Y | Industrial CHP | OG | other | FALSE
50628 | Other Gases | ST | 11.7 | Y | Industrial CHP | OG | other | FALSE
50628 | Petroleum Coke | OT | 11.6 | N | Industrial CHP | PC | petroleum | FALSE
50629 | Municipal Solid Waste | ST | 12.5 | N | IPP Non-CHP | MSW | biomass | TRUE
50630 | Municipal Solid Waste | ST | 11.5 | N | IPP Non-CHP | MSW | biomass | TRUE
50632 | Municipal Solid Waste | ST | 19.9 | N | IPP Non-CHP | MSW | biomass | TRUE
50633 | All Other | ST | 36 | Y | Industrial CHP | WH | other | FALSE
50633 | All Other | ST | 44 | Y | Industrial CHP | WH | other | FALSE
50636 | Conventional Hydroelectric | HY | 0.6 | N | Electric Utility | WAT | hydro | TRUE
50636 | Conventional Hydroelectric | HY | 0.6 | N | Electric Utility | WAT | hydro | TRUE
50636 | Conventional Hydroelectric | HY | 0.5 | N | Electric Utility | WAT | hydro | TRUE
50636 | Conventional Hydroelectric | HY | 0.6 | N | Electric Utility | WAT | hydro | TRUE
50636 | Conventional Hydroelectric | HY | 0.6 | N | Electric Utility | WAT | hydro | TRUE
50637 | Natural Gas Steam Turbine | ST | 1 | Y | Industrial CHP | NG | natural gas peaker | FALSE
50637 | Natural Gas Steam Turbine | ST | 3.3 | Y | Industrial CHP | NG | natural gas peaker | FALSE
50637 | Wood/Wood Waste Biomass | ST | 25.2 | Y | Industrial CHP | BLQ | biomass | FALSE
50637 | Wood/Wood Waste Biomass | ST | 24 | Y | Industrial CHP | BLQ | biomass | FALSE
50638 | Natural Gas Steam Turbine | ST | 20 | Y | Industrial CHP | NG | natural gas peaker | FALSE
50639 | Wood/Wood Waste Biomass | ST | 14.8 | Y | Industrial CHP | WDS | biomass | FALSE
50639 | Wood/Wood Waste Biomass | ST | 41.5 | Y | Industrial CHP | WDS | biomass | FALSE
50639 | Wood/Wood Waste Biomass | ST | 14 | Y | Industrial CHP | BLQ | biomass | FALSE
50639 | Conventional Hydroelectric | HY | 1.6 | N | Industrial CHP | WAT | hydro | FALSE
50639 | Conventional Hydroelectric | HY | 0.5 | N | Industrial CHP | WAT | hydro | FALSE
50639 | Conventional Hydroelectric | HY | 0.5 | N | Industrial CHP | WAT | hydro | FALSE
50639 | Conventional Hydroelectric | HY | 1 | N | Industrial CHP | WAT | hydro | FALSE
50640 | Wood/Wood Waste Biomass | ST | 10 | Y | Industrial CHP | WDS | biomass | FALSE
50647 | Municipal Solid Waste | ST | 5 | Y | Commercial CHP | MSW | biomass | FALSE
50648 | Municipal Solid Waste | ST | 13.2 | N | IPP Non-CHP | MSW | biomass | TRUE
50649 | Municipal Solid Waste | ST | 14.4 | N | Commercial Non-CHP | MSW | biomass | FALSE
50650 | Wood/Wood Waste Biomass | ST | 45 | N | IPP Non-CHP | WDS | biomass | TRUE
50652 | Conventional Hydroelectric | HY | 1.5 | N | IPP Non-CHP | WAT | hydro | TRUE
50652 | Conventional Hydroelectric | HY | 1.5 | N | IPP Non-CHP | WAT | hydro | TRUE
50654 | Geothermal | ST | 5.5 | N | IPP Non-CHP | GEO | geothermal | TRUE
50654 | Geothermal | BT | 2.1 | N | IPP Non-CHP | GEO | geothermal | TRUE
50656 | Municipal Solid Waste | ST | 24.5 | N | IPP Non-CHP | MSW | biomass | TRUE
50657 | Municipal Solid Waste | ST | 54 | N | IPP Non-CHP | MSW | biomass | TRUE
50658 | Municipal Solid Waste | ST | 49 | N | IPP Non-CHP | MSW | biomass | TRUE
50658 | Municipal Solid Waste | ST | 49 | N | IPP Non-CHP | MSW | biomass | TRUE
50660 | Municipal Solid Waste | ST | 15.6 | Y | Industrial CHP | MSW | biomass | FALSE
50661 | Municipal Solid Waste | ST | 42.8 | N | IPP Non-CHP | MSW | biomass | TRUE
50662 | Municipal Solid Waste | ST | 30 | N | Commercial Non-CHP | MSW | biomass | FALSE
50663 | Municipal Solid Waste | ST | 14.5 | N | Commercial Non-CHP | MSW | biomass | FALSE
50663 | Municipal Solid Waste | ST | 14.5 | N | Commercial Non-CHP | MSW | biomass | FALSE
50666 | Municipal Solid Waste | ST | 26 | N | IPP Non-CHP | MSW | biomass | TRUE
50674 | Natural Gas Internal Combustion Engine | IC | 1.2 | N | Commercial Non-CHP | NG | natural gas peaker | FALSE
50688 | Conventional Hydroelectric | HY | 1 | N | IPP Non-CHP | WAT | hydro | TRUE
50690 | Onshore Wind Turbine | WT | 43.4 | N | IPP Non-CHP | WND | onshore wind | TRUE
50696 | Other Waste Biomass | IC | 2.4 | Y | Commercial CHP | OBG | biomass | FALSE
50696 | Other Waste Biomass | IC | 2.4 | Y | Commercial CHP | OBG | biomass | FALSE
50696 | Other Waste Biomass | IC | 2.4 | Y | Commercial CHP | OBG | biomass | FALSE
50699 | Conventional Hydroelectric | HY | 1 | N | IPP Non-CHP | WAT | hydro | TRUE
50700 | Conventional Hydroelectric | HY | 0.2 | N | IPP Non-CHP | WAT | hydro | TRUE
50700 | Conventional Hydroelectric | HY | 0.2 | N | IPP Non-CHP | WAT | hydro | TRUE
50700 | Conventional Hydroelectric | HY | 0.2 | N | IPP Non-CHP | WAT | hydro | TRUE
50700 | Conventional Hydroelectric | HY | 0.2 | N | IPP Non-CHP | WAT | hydro | TRUE
50700 | Conventional Hydroelectric | HY | 0.2 | N | IPP Non-CHP | WAT | hydro | TRUE
50700 | Conventional Hydroelectric | HY | 0.2 | N | IPP Non-CHP | WAT | hydro | TRUE
50700 | Conventional Hydroelectric | HY | 0.2 | N | IPP Non-CHP | WAT | hydro | TRUE
50702 | Conventional Hydroelectric | HY | 0.4 | N | IPP Non-CHP | WAT | hydro | TRUE
50702 | Conventional Hydroelectric | HY | 0.4 | N | IPP Non-CHP | WAT | hydro | TRUE
50702 | Conventional Hydroelectric | HY | 0.4 | N | IPP Non-CHP | WAT | hydro | TRUE
50704 | Conventional Hydroelectric | HY | 1.2 | N | IPP Non-CHP | WAT | hydro | TRUE
50707 | Natural Gas Fired Combined Cycle | CT | 31.8 | Y | Electric Utility | NG | natural gas nonpeaker | TRUE
50707 | Natural Gas Fired Combined Cycle | CT | 31.8 | Y | Electric Utility | NG | natural gas nonpeaker | TRUE
50707 | Natural Gas Fired Combined Cycle | CT | 31.8 | Y | Electric Utility | NG | natural gas nonpeaker | TRUE
50707 | Natural Gas Fired Combined Cycle | CT | 31.8 | Y | Electric Utility | NG | natural gas nonpeaker | TRUE
50707 | Natural Gas Fired Combined Cycle | CT | 31.8 | Y | Electric Utility | NG | natural gas nonpeaker | TRUE
50707 | Natural Gas Fired Combined Cycle | CA | 52 | Y | Electric Utility | NG | natural gas nonpeaker | TRUE
50707 | Natural Gas Fired Combined Cycle | CA | 52 | Y | Electric Utility | NG | natural gas nonpeaker | TRUE
50709 | Natural Gas Fired Combustion Turbine | GT | 30.1 | Y | IPP CHP | NG | natural gas peaker | FALSE
50711 | Conventional Steam Coal | ST | 0.5 | Y | Commercial CHP | SUB | hard coal | FALSE
50711 | Conventional Steam Coal | ST | 0.5 | Y | Commercial CHP | SUB | hard coal | FALSE
50711 | Conventional Steam Coal | ST | 8.1 | Y | Commercial CHP | SUB | hard coal | FALSE
50711 | Petroleum Liquids | IC | 9.6 | Y | Commercial CHP | DFO | petroleum | FALSE
50713 | Conventional Hydroelectric | HY | 0.8 | N | Electric Utility | WAT | hydro | TRUE
50713 | Conventional Hydroelectric | HY | 0.8 | N | Electric Utility | WAT | hydro | TRUE
50713 | Conventional Hydroelectric | HY | 3.9 | N | Electric Utility | WAT | hydro | TRUE
50718 | Conventional Hydroelectric | HY | 1 | N | IPP Non-CHP | WAT | hydro | TRUE
50721 | Landfill Gas | IC | 0.8 | N | IPP Non-CHP | LFG | biomass | TRUE
50721 | Landfill Gas | IC | 0.8 | N | IPP Non-CHP | LFG | biomass | TRUE
50721 | Landfill Gas | IC | 0.8 | N | IPP Non-CHP | LFG | biomass | TRUE
50722 | Natural Gas Fired Combustion Turbine | GT | 7 | Y | Industrial CHP | NG | natural gas peaker | FALSE
50729 | Other Gases | ST | 16 | Y | Industrial CHP | OG | other | FALSE
50729 | Other Gases | ST | 6 | N | Industrial CHP | OG | other | FALSE
50730 | Other Gases | ST | 20 | N | Industrial Non-CHP | BFG | other | FALSE
50730 | Other Gases | ST | 20 | N | Industrial Non-CHP | BFG | other | FALSE
50730 | Other Gases | ST | 20 | N | Industrial Non-CHP | BFG | other | FALSE
50730 | Other Gases | ST | 20 | N | Industrial Non-CHP | BFG | other | FALSE
50732 | Other Gases | ST | 28 | N | Industrial CHP | BFG | other | FALSE
50732 | Other Gases | ST | 28 | N | Industrial CHP | BFG | other | FALSE
50732 | Other Gases | ST | 1.9 | Y | Industrial CHP | BFG | other | FALSE
50733 | Other Gases | ST | 161 | Y | Industrial CHP | BFG | other | FALSE
50736 | All Other | ST | 26 | N | IPP Non-CHP | TDF | other | TRUE
50739 | Wood/Wood Waste Biomass | ST | 20 | N | IPP Non-CHP | WDS | biomass | TRUE
50741 | Conventional Hydroelectric | HY | 3.5 | N | IPP Non-CHP | WAT | hydro | TRUE
50741 | Conventional Hydroelectric | HY | 3.5 | N | IPP Non-CHP | WAT | hydro | TRUE
50741 | Conventional Hydroelectric | HY | 3.5 | N | IPP Non-CHP | WAT | hydro | TRUE
50743 | Natural Gas Steam Turbine | ST | 5.5 | Y | Commercial CHP | NG | natural gas peaker | FALSE
50743 | Natural Gas Steam Turbine | ST | 5.5 | Y | Commercial CHP | NG | natural gas peaker | FALSE
50743 | Petroleum Liquids | IC | 2 | Y | Commercial CHP | DFO | petroleum | FALSE
50743 | Petroleum Liquids | IC | 2 | Y | Commercial CHP | DFO | petroleum | FALSE
50743 | Petroleum Liquids | IC | 2 | Y | Commercial CHP | DFO | petroleum | FALSE
50744 | Natural Gas Fired Combined Cycle | CT | 38.8 | N | IPP Non-CHP | NG | natural gas nonpeaker | TRUE
50744 | Natural Gas Fired Combined Cycle | CA | 16 | N | IPP Non-CHP | NG | natural gas nonpeaker | TRUE
50744 | Petroleum Liquids | IC | 1.1 | N | IPP Non-CHP | DFO | petroleum | TRUE
50748 | Natural Gas Fired Combined Cycle | CT | 24.4 | N | IPP Non-CHP | NG | natural gas nonpeaker | TRUE
50748 | Natural Gas Fired Combined Cycle | CA | 7.3 | N | IPP Non-CHP | NG | natural gas nonpeaker | TRUE
50750 | Natural Gas Fired Combustion Turbine | GT | 3.2 | Y | Industrial CHP | NG | natural gas peaker | FALSE
50750 | Natural Gas Fired Combustion Turbine | GT | 3.2 | Y | Industrial CHP | NG | natural gas peaker | FALSE
50751 | Natural Gas Fired Combustion Turbine | GT | 20.8 | Y | Industrial CHP | NG | natural gas peaker | FALSE
50751 | Natural Gas Fired Combustion Turbine | GT | 3 | Y | Industrial CHP | NG | natural gas peaker | FALSE
50751 | Natural Gas Fired Combustion Turbine | GT | 3 | Y | Industrial CHP | NG | natural gas peaker | FALSE
50752 | Natural Gas Fired Combustion Turbine | GT | 19 | Y | Industrial CHP | NG | natural gas peaker | FALSE
50752 | Natural Gas Fired Combustion Turbine | GT | 19 | Y | Industrial CHP | NG | natural gas peaker | FALSE
50752 | Natural Gas Fired Combustion Turbine | GT | 19 | Y | Industrial CHP | NG | natural gas peaker | FALSE
50754 | Onshore Wind Turbine | WT | 3.5 | N | IPP Non-CHP | WND | onshore wind | TRUE
50754 | Onshore Wind Turbine | WT | 4.2 | N | IPP Non-CHP | WND | onshore wind | TRUE
50754 | Onshore Wind Turbine | WT | 23.1 | N | IPP Non-CHP | WND | onshore wind | TRUE
50754 | Onshore Wind Turbine | WT | 3.7 | N | IPP Non-CHP | WND | onshore wind | TRUE
50755 | Conventional Hydroelectric | HY | 1.9 | N | Electric Utility | WAT | hydro | TRUE
50755 | Conventional Hydroelectric | HY | 0.9 | N | Electric Utility | WAT | hydro | TRUE
50758 | Conventional Hydroelectric | HY | 11.7 | N | IPP Non-CHP | WAT | hydro | TRUE
50758 | Conventional Hydroelectric | HY | 0.4 | N | IPP Non-CHP | WAT | hydro | TRUE
50758 | Conventional Hydroelectric | HY | 0.5 | N | IPP Non-CHP | WAT | hydro | TRUE
50758 | Conventional Hydroelectric | HY | 0.5 | N | IPP Non-CHP | WAT | hydro | TRUE
50759 | Conventional Hydroelectric | HY | 2.1 | N | IPP Non-CHP | WAT | hydro | TRUE
50759 | Conventional Hydroelectric | HY | 2.1 | N | IPP Non-CHP | WAT | hydro | TRUE
50762 | Geothermal | ST | 0.6 | N | IPP Non-CHP | GEO | geothermal | TRUE
50762 | Geothermal | ST | 0.6 | N | IPP Non-CHP | GEO | geothermal | TRUE
50762 | Geothermal | ST | 0.6 | N | IPP Non-CHP | GEO | geothermal | TRUE
50762 | Geothermal | ST | 0.6 | N | IPP Non-CHP | GEO | geothermal | TRUE
50762 | Geothermal | ST | 0.6 | N | IPP Non-CHP | GEO | geothermal | TRUE
50762 | Geothermal | ST | 0.6 | N | IPP Non-CHP | GEO | geothermal | TRUE
50762 | Geothermal | ST | 0.6 | N | IPP Non-CHP | GEO | geothermal | TRUE
50762 | Geothermal | ST | 0.6 | N | IPP Non-CHP | GEO | geothermal | TRUE
50763 | Geothermal | BT | 0.9 | N | IPP Non-CHP | GEO | geothermal | TRUE
50763 | Geothermal | BT | 0.9 | N | IPP Non-CHP | GEO | geothermal | TRUE
50763 | Geothermal | BT | 0.9 | N | IPP Non-CHP | GEO | geothermal | TRUE
50763 | Geothermal | BT | 0.9 | N | IPP Non-CHP | GEO | geothermal | TRUE
50763 | Geothermal | BT | 0.9 | N | IPP Non-CHP | GEO | geothermal | TRUE
50763 | Geothermal | BT | 0.9 | N | IPP Non-CHP | GEO | geothermal | TRUE
50763 | Geothermal | BT | 0.9 | N | IPP Non-CHP | GEO | geothermal | TRUE
50765 | Solar Photovoltaic | PV | 21.8 | N | IPP Non-CHP | SUN | solar PV | TRUE
50765 | Geothermal | BT | 10.1 | N | IPP Non-CHP | GEO | geothermal | TRUE
50765 | Geothermal | BT | 10.1 | N | IPP Non-CHP | GEO | geothermal | TRUE
50765 | Geothermal | BT | 10.1 | N | IPP Non-CHP | GEO | geothermal | TRUE
50765 | Geothermal | BT | 10.1 | N | IPP Non-CHP | GEO | geothermal | TRUE
50766 | Geothermal | ST | 11.5 | N | IPP Non-CHP | GEO | geothermal | TRUE
50766 | Geothermal | ST | 8.5 | N | IPP Non-CHP | GEO | geothermal | TRUE
50766 | Geothermal | ST | 0.7 | N | IPP Non-CHP | GEO | geothermal | TRUE
50766 | Geothermal | ST | 0.7 | N | IPP Non-CHP | GEO | geothermal | TRUE
50768 | Conventional Hydroelectric | HY | 3.4 | N | IPP Non-CHP | WAT | hydro | TRUE
50770 | Wood/Wood Waste Biomass | ST | 16.3 | N | IPP Non-CHP | WDS | biomass | TRUE
50771 | Wood/Wood Waste Biomass | ST | 16.2 | Y | IPP CHP | WDS | biomass | FALSE
50772 | Wood/Wood Waste Biomass | ST | 16.3 | N | IPP Non-CHP | WDS | biomass | TRUE
50774 | Wood/Wood Waste Biomass | ST | 13.7 | N | IPP Non-CHP | WDS | biomass | TRUE
50776 | Conventional Steam Coal | ST | 83 | N | IPP Non-CHP | WC | hard coal | TRUE
50799 | Natural Gas Fired Combined Cycle | CT | 35.9 | N | IPP Non-CHP | NG | natural gas nonpeaker | TRUE
50799 | Natural Gas Fired Combined Cycle | CT | 37.5 | N | IPP Non-CHP | NG | natural gas nonpeaker | TRUE
50799 | Natural Gas Fired Combined Cycle | CA | 20.6 | N | IPP Non-CHP | NG | natural gas nonpeaker | TRUE
50799 | Natural Gas Fired Combined Cycle | CA | 20.6 | N | IPP Non-CHP | NG | natural gas nonpeaker | TRUE
50801 | Natural Gas Steam Turbine | ST | 1.3 | Y | Industrial CHP | NG | natural gas peaker | FALSE
50803 | Natural Gas Steam Turbine | ST | 13 | Y | Industrial CHP | NG | natural gas peaker | FALSE
50804 | Wood/Wood Waste Biomass | ST | 17 | Y | Industrial CHP | BLQ | biomass | FALSE
50804 | Wood/Wood Waste Biomass | ST | 22 | N | Industrial CHP | BLQ | biomass | FALSE
50806 | Wood/Wood Waste Biomass | ST | 12.5 | Y | Industrial CHP | BLQ | biomass | FALSE
50806 | Wood/Wood Waste Biomass | ST | 16 | Y | Industrial CHP | BLQ | biomass | FALSE
50806 | Wood/Wood Waste Biomass | ST | 74.8 | Y | Industrial CHP | WDS | biomass | FALSE
50807 | Wood/Wood Waste Biomass | ST | 4 | Y | Industrial CHP | BLQ | biomass | FALSE
50807 | Wood/Wood Waste Biomass | ST | 10 | Y | Industrial CHP | BLQ | biomass | FALSE
50807 | Wood/Wood Waste Biomass | ST | 21.8 | Y | Industrial CHP | WDS | biomass | FALSE
50810 | Wood/Wood Waste Biomass | ST | 5 | Y | Industrial CHP | BLQ | biomass | FALSE
50810 | Wood/Wood Waste Biomass | ST | 15.6 | Y | Industrial CHP | BLQ | biomass | FALSE
50810 | Wood/Wood Waste Biomass | ST | 27.5 | Y | Industrial CHP | BLQ | biomass | FALSE
50810 | Wood/Wood Waste Biomass | ST | 23.3 | Y | Industrial CHP | BLQ | biomass | FALSE
50813 | Wood/Wood Waste Biomass | ST | 40.7 | Y | Industrial CHP | BLQ | biomass | FALSE
50815 | Natural Gas Fired Combined Cycle | CT | 69.7 | Y | IPP CHP | NG | natural gas nonpeaker | FALSE
50815 | Natural Gas Fired Combined Cycle | CT | 69.7 | Y | IPP CHP | NG | natural gas nonpeaker | FALSE
50815 | Natural Gas Fired Combined Cycle | CT | 70 | Y | IPP CHP | NG | natural gas nonpeaker | FALSE
50815 | Natural Gas Fired Combined Cycle | CT | 69.9 | Y | IPP CHP | NG | natural gas nonpeaker | FALSE
50815 | Natural Gas Fired Combined Cycle | CT | 68.3 | Y | IPP CHP | NG | natural gas nonpeaker | FALSE
50815 | Natural Gas Fired Combined Cycle | CA | 120 | Y | IPP CHP | NG | natural gas nonpeaker | FALSE
50815 | Natural Gas Fired Combined Cycle | CT | 68.9 | Y | IPP CHP | NG | natural gas nonpeaker | FALSE
50818 | Onshore Wind Turbine | WT | 10.5 | N | IPP Non-CHP | WND | onshore wind | TRUE
50820 | Onshore Wind Turbine | WT | 3 | N | IPP Non-CHP | WND | onshore wind | TRUE
50821 | Onshore Wind Turbine | WT | 30 | N | IPP Non-CHP | WND | onshore wind | TRUE
50822 | Onshore Wind Turbine | WT | 25 | N | IPP Non-CHP | WND | onshore wind | TRUE
50823 | Onshore Wind Turbine | WT | 30 | N | IPP Non-CHP | WND | onshore wind | TRUE
50827 | Conventional Hydroelectric | HY | 11.4 | N | IPP Non-CHP | WAT | hydro | TRUE
50827 | Conventional Hydroelectric | HY | 11.4 | N | IPP Non-CHP | WAT | hydro | TRUE
50831 | Landfill Gas | IC | 1 | N | IPP Non-CHP | LFG | biomass | TRUE
50831 | Landfill Gas | IC | 1 | N | IPP Non-CHP | LFG | biomass | TRUE
50831 | Landfill Gas | IC | 1 | N | IPP Non-CHP | LFG | biomass | TRUE
50832 | Conventional Hydroelectric | HY | 1.2 | N | Electric Utility | WAT | hydro | TRUE
50832 | Conventional Hydroelectric | HY | 1.2 | N | Electric Utility | WAT | hydro | TRUE
50835 | Conventional Steam Coal | ST | 60 | Y | IPP CHP | BIT | hard coal | FALSE
50837 | Municipal Solid Waste | ST | 28 | Y | IPP CHP | MSW | biomass | FALSE
50846 | Natural Gas Fired Combustion Turbine | GT | 15 | Y | Industrial CHP | NG | natural gas peaker | FALSE
50846 | Natural Gas Fired Combustion Turbine | GT | 21 | Y | Industrial CHP | NG | natural gas peaker | FALSE
50846 | Natural Gas Steam Turbine | ST | 17 | Y | Industrial CHP | NG | natural gas peaker | FALSE
50846 | Natural Gas Steam Turbine | ST | 17 | Y | Industrial CHP | NG | natural gas peaker | FALSE
50846 | Natural Gas Steam Turbine | ST | 6 | Y | Industrial CHP | NG | natural gas peaker | FALSE
50849 | Natural Gas Fired Combined Cycle | CT | 21 | Y | Commercial CHP | NG | natural gas nonpeaker | FALSE
50849 | Natural Gas Fired Combined Cycle | CA | 2 | Y | Commercial CHP | NG | natural gas nonpeaker | FALSE
50850 | Natural Gas Fired Combined Cycle | CT | 22.5 | Y | IPP CHP | NG | natural gas nonpeaker | FALSE
50850 | Natural Gas Fired Combined Cycle | CA | 6.5 | Y | IPP CHP | NG | natural gas nonpeaker | FALSE
50851 | Natural Gas Fired Combined Cycle | CT | 21.5 | Y | IPP CHP | NG | natural gas nonpeaker | FALSE
50851 | Natural Gas Fired Combined Cycle | CA | 6.8 | Y | IPP CHP | NG | natural gas nonpeaker | FALSE
50852 | Natural Gas Fired Combined Cycle | CT | 71 | N | IPP Non-CHP | NG | natural gas nonpeaker | TRUE
50852 | Natural Gas Fired Combined Cycle | CA |  | N | IPP Non-CHP | NG | natural gas nonpeaker | TRUE
50858 | Municipal Solid Waste | ST | 26 | N | IPP Non-CHP | MSW | biomass | TRUE
50858 | Municipal Solid Waste | ST | 16 | N | IPP Non-CHP | MSW | biomass | TRUE
50859 | Municipal Solid Waste | ST | 32.4 | N | IPP Non-CHP | MSW | biomass | TRUE
50860 | Municipal Solid Waste | ST | 15.7 | N | Commercial Non-CHP | MSW | biomass | FALSE
50864 | Natural Gas Fired Combustion Turbine | GT | 30 | Y | IPP CHP | NG | natural gas peaker | FALSE
50865 | Natural Gas Fired Combustion Turbine | GT | 33 | Y | IPP CHP | NG | natural gas peaker | FALSE
50872 | Municipal Solid Waste | ST | 4.5 | N | IPP Non-CHP | MSW | biomass | TRUE
50873 | Municipal Solid Waste | ST | 12 | N | IPP Non-CHP | MSW | biomass | TRUE
50875 | Municipal Solid Waste | ST | 18 | N | IPP Non-CHP | MSW | biomass | TRUE
50876 | Natural Gas Fired Combined Cycle | CT | 23.6 | Y | IPP CHP | NG | natural gas nonpeaker | FALSE
50876 | Natural Gas Fired Combined Cycle | CA | 3.7 | Y | IPP CHP | NG | natural gas nonpeaker | FALSE
50877 | Municipal Solid Waste | ST | 30 | N | IPP Non-CHP | MSW | biomass | TRUE
50878 | Municipal Solid Waste | ST | 40 | N | IPP Non-CHP | MSW | biomass | TRUE
50879 | Conventional Steam Coal | ST | 42.5 | Y | IPP CHP | WC | hard coal | FALSE
50880 | Municipal Solid Waste | ST | 32 | N | IPP Non-CHP | MSW | biomass | TRUE
50881 | Wood/Wood Waste Biomass | ST | 18.8 | N | IPP Non-CHP | WDS | biomass | TRUE
50881 | Wood/Wood Waste Biomass | ST | 18.8 | N | IPP Non-CHP | WDS | biomass | TRUE
50881 | Wood/Wood Waste Biomass | ST | 18.8 | N | IPP Non-CHP | WDS | biomass | TRUE
50882 | Municipal Solid Waste | ST | 51 | N | IPP Non-CHP | MSW | biomass | TRUE
50883 | Municipal Solid Waste | ST | 58 | N | IPP Non-CHP | MSW | biomass | TRUE
50884 | Municipal Solid Waste | ST | 41.1 | N | IPP Non-CHP | MSW | biomass | TRUE
50884 | Municipal Solid Waste | ST | 17 | N | IPP Non-CHP | MSW | biomass | TRUE
50885 | Municipal Solid Waste | ST | 12 | N | IPP Non-CHP | MSW | biomass | TRUE
50886 | Municipal Solid Waste | ST | 22.7 | N | IPP Non-CHP | MSW | biomass | TRUE
50887 | Municipal Solid Waste | ST | 54 | N | IPP Non-CHP | MSW | biomass | TRUE
50888 | Conventional Steam Coal | ST | 112 | Y | IPP CHP | WC | hard coal | FALSE
50890 | Conventional Hydroelectric | HY | 0.2 | N | IPP Non-CHP | WAT | hydro | TRUE
50890 | Conventional Hydroelectric | HY | 0.2 | N | IPP Non-CHP | WAT | hydro | TRUE
50890 | Conventional Hydroelectric | HY | 0.2 | N | IPP Non-CHP | WAT | hydro | TRUE
50890 | Conventional Hydroelectric | HY | 0.2 | N | IPP Non-CHP | WAT | hydro | TRUE
50890 | Conventional Hydroelectric | HY | 0.2 | N | IPP Non-CHP | WAT | hydro | TRUE
50890 | Conventional Hydroelectric | HY | 0.2 | N | IPP Non-CHP | WAT | hydro | TRUE
50891 | Conventional Hydroelectric | HY | 2.3 | N | IPP Non-CHP | WAT | hydro | TRUE
50892 | Conventional Hydroelectric | HY | 1.5 | N | IPP Non-CHP | WAT | hydro | TRUE
50892 | Conventional Hydroelectric | HY | 1.5 | N | IPP Non-CHP | WAT | hydro | TRUE
50893 | Conventional Hydroelectric | HY | 3 | N | IPP Non-CHP | WAT | hydro | TRUE
50893 | Conventional Hydroelectric | HY | 3 | N | IPP Non-CHP | WAT | hydro | TRUE
50894 | Conventional Hydroelectric | HY | 4 | N | IPP Non-CHP | WAT | hydro | TRUE
50894 | Conventional Hydroelectric | HY | 4 | N | IPP Non-CHP | WAT | hydro | TRUE
50895 | Conventional Hydroelectric | HY | 3.3 | N | IPP Non-CHP | WAT | hydro | TRUE
50895 | Conventional Hydroelectric | HY | 3.3 | N | IPP Non-CHP | WAT | hydro | TRUE
50895 | Conventional Hydroelectric | HY | 3.3 | N | IPP Non-CHP | WAT | hydro | TRUE
50896 | Conventional Hydroelectric | HY | 2.8 | N | IPP Non-CHP | WAT | hydro | TRUE
50896 | Conventional Hydroelectric | HY | 2.8 | N | IPP Non-CHP | WAT | hydro | TRUE
50896 | Conventional Hydroelectric | HY | 2.8 | N | IPP Non-CHP | WAT | hydro | TRUE
50897 | Conventional Hydroelectric | HY | 6.8 | N | IPP Non-CHP | WAT | hydro | TRUE
50897 | Conventional Hydroelectric | HY | 6.8 | N | IPP Non-CHP | WAT | hydro | TRUE
50898 | Conventional Hydroelectric | HY | 8.9 | N | IPP Non-CHP | WAT | hydro | TRUE
50898 | Conventional Hydroelectric | HY | 8.9 | N | IPP Non-CHP | WAT | hydro | TRUE
50900 | Conventional Steam Coal | ST | 10.5 | Y | Industrial CHP | BIT | hard coal | FALSE
50900 | Wood/Wood Waste Biomass | ST | 32.5 | Y | Industrial CHP | BLQ | biomass | FALSE
50900 | Conventional Steam Coal | ST | 32.5 | Y | Industrial CHP | BIT | hard coal | FALSE
50900 | Wood/Wood Waste Biomass | ST | 81 | Y | Industrial CHP | WDS | biomass | FALSE
50903 | Natural Gas Steam Turbine | ST | 7.4 | Y | Industrial CHP | NG | natural gas peaker | FALSE
50904 | Natural Gas Internal Combustion Engine | IC | 1.1 | Y | IPP CHP | NG | natural gas peaker | FALSE
50904 | Natural Gas Internal Combustion Engine | IC | 1.1 | Y | IPP CHP | NG | natural gas peaker | FALSE
50906 | Natural Gas Fired Combustion Turbine | GT | 6 | Y | Commercial CHP | NG | natural gas peaker | FALSE
50906 | Natural Gas Steam Turbine | ST | 0.7 | N | Commercial CHP | NG | natural gas peaker | FALSE
50906 | Natural Gas Fired Combustion Turbine | GT | 6.2 | Y | Commercial CHP | NG | natural gas peaker | FALSE
50907 | Municipal Solid Waste | ST | 1.7 | Y | Commercial CHP | MSW | biomass | FALSE
50907 | Municipal Solid Waste | ST | 1.7 | Y | Commercial CHP | MSW | biomass | FALSE
50917 | Conventional Hydroelectric | HY | 2 | N | IPP Non-CHP | WAT | hydro | TRUE
50917 | Conventional Hydroelectric | HY | 0.5 | N | IPP Non-CHP | WAT | hydro | TRUE
50917 | Conventional Hydroelectric | HY | 0.8 | N | IPP Non-CHP | WAT | hydro | TRUE
50920 | Other Gases | ST | 1 | Y | Industrial CHP | OG | other | FALSE
50921 | Wood/Wood Waste Biomass | ST | 7.5 | Y | IPP CHP | WDS | biomass | FALSE
50931 | Petroleum Coke | ST | 52 | Y | IPP CHP | PC | petroleum | FALSE
50932 | Other Waste Biomass | IC | 0.6 | Y | Commercial CHP | OBG | biomass | FALSE
50932 | Other Waste Biomass | IC | 0.6 | Y | Commercial CHP | OBG | biomass | FALSE
50932 | Other Waste Biomass | IC | 0.6 | Y | Commercial CHP | OBG | biomass | FALSE
50932 | Other Waste Biomass | IC | 1.4 | Y | Commercial CHP | OBG | biomass | FALSE
50932 | Other Waste Biomass | IC | 1.4 | Y | Commercial CHP | OBG | biomass | FALSE
50933 | Natural Gas Steam Turbine | ST | 4 | Y | Industrial CHP | NG | natural gas peaker | FALSE
50933 | Conventional Steam Coal | ST | 6.3 | Y | Industrial CHP | BIT | hard coal | FALSE
50933 | Conventional Hydroelectric | HY | 0.5 | N | Industrial CHP | WAT | hydro | FALSE
50933 | Conventional Hydroelectric | HY | 0.5 | N | Industrial CHP | WAT | hydro | FALSE
50933 | Conventional Hydroelectric | HY | 1 | N | Industrial CHP | WAT | hydro | FALSE
50935 | Petroleum Liquids | IC | 0.8 | N | Industrial Non-CHP | DFO | petroleum | FALSE
50935 | Petroleum Liquids | IC | 0.8 | N | Industrial Non-CHP | DFO | petroleum | FALSE
50935 | Petroleum Liquids | IC | 1.8 | N | Industrial Non-CHP | DFO | petroleum | FALSE
50935 | Natural Gas Internal Combustion Engine | IC | 2 | N | Industrial Non-CHP | NG | natural gas peaker | FALSE
50935 | Natural Gas Internal Combustion Engine | IC | 2 | N | Industrial Non-CHP | NG | natural gas peaker | FALSE
50935 | Petroleum Liquids | IC | 2.5 | N | Industrial Non-CHP | DFO | petroleum | FALSE
50935 | Natural Gas Internal Combustion Engine | IC | 2.5 | N | Industrial Non-CHP | NG | natural gas peaker | FALSE
50935 | Petroleum Liquids | IC | 0.3 | N | Industrial Non-CHP | DFO | petroleum | FALSE
50936 | Landfill Gas | IC | 0.9 | N | IPP CHP | LFG | biomass | FALSE
50936 | Landfill Gas | IC | 0.9 | N | IPP CHP | LFG | biomass | FALSE
50936 | Landfill Gas | IC | 0.9 | N | IPP CHP | LFG | biomass | FALSE
50936 | Landfill Gas | IC | 1 | Y | IPP CHP | LFG | biomass | FALSE
50936 | Landfill Gas | IC | 1.4 | Y | IPP CHP | LFG | biomass | FALSE
50937 | Petroleum Liquids | IC | 1.9 | N | Commercial Non-CHP | DFO | petroleum | FALSE
50937 | Petroleum Liquids | IC | 1.9 | N | Commercial Non-CHP | DFO | petroleum | FALSE
50938 | Conventional Hydroelectric | HY | 0.8 | N | IPP Non-CHP | WAT | hydro | TRUE
50938 | Conventional Hydroelectric | HY | 1 | N | IPP Non-CHP | WAT | hydro | TRUE
50942 | Natural Gas Internal Combustion Engine | IC | 0.5 | Y | Commercial CHP | NG | natural gas peaker | FALSE
50942 | Natural Gas Internal Combustion Engine | IC | 0.5 | Y | Commercial CHP | NG | natural gas peaker | FALSE
50942 | Natural Gas Internal Combustion Engine | IC | 0.5 | Y | Commercial CHP | NG | natural gas peaker | FALSE
50945 | Wood/Wood Waste Biomass | ST | 1.4 | Y | Industrial CHP | WDS | biomass | FALSE
50949 | Natural Gas Fired Combined Cycle | CT | 70 | N | IPP Non-CHP | NG | natural gas nonpeaker | TRUE
50949 | Natural Gas Fired Combined Cycle | CT | 70 | N | IPP Non-CHP | NG | natural gas nonpeaker | TRUE
50949 | Natural Gas Fired Combined Cycle | CA | 78 | N | IPP Non-CHP | NG | natural gas nonpeaker | TRUE
50949 | Natural Gas Fired Combustion Turbine | GT | 70 | N | IPP Non-CHP | NG | natural gas peaker | TRUE
50949 | Natural Gas Fired Combustion Turbine | GT | 70 | N | IPP Non-CHP | NG | natural gas peaker | TRUE
50951 | Conventional Steam Coal | ST | 51 | N | IPP Non-CHP | WC | hard coal | TRUE
50952 | Natural Gas Internal Combustion Engine | IC | 0.8 | Y | Commercial CHP | NG | natural gas peaker | FALSE
50952 | Natural Gas Internal Combustion Engine | IC | 0.8 | Y | Commercial CHP | NG | natural gas peaker | FALSE
50955 | Natural Gas Steam Turbine | ST | 1.5 | Y | Industrial CHP | NG | natural gas peaker | FALSE
50955 | Natural Gas Steam Turbine | ST | 1.5 | Y | Industrial CHP | NG | natural gas peaker | FALSE
50955 | Natural Gas Steam Turbine | ST | 3.3 | Y | Industrial CHP | NG | natural gas peaker | FALSE
50956 | Wood/Wood Waste Biomass | ST | 17 | Y | Industrial CHP | BLQ | biomass | FALSE
50956 | Wood/Wood Waste Biomass | ST | 19 | Y | Industrial CHP | BLQ | biomass | FALSE
50956 | Wood/Wood Waste Biomass | ST | 27 | Y | Industrial CHP | BLQ | biomass | FALSE
50960 | Municipal Solid Waste | ST | 37.5 | N | Commercial Non-CHP | MSW | biomass | FALSE
50961 | Conventional Hydroelectric | HY | 4 | N | IPP Non-CHP | WAT | hydro | TRUE
50963 | Natural Gas Fired Combustion Turbine | GT | 4.4 | Y | Commercial CHP | NG | natural gas peaker | FALSE
50964 | Geothermal | ST | 1.1 | N | IPP Non-CHP | GEO | geothermal | TRUE
50964 | Geothermal | ST | 1.1 | N | IPP Non-CHP | GEO | geothermal | TRUE
50965 | Petroleum Coke | OT | 6 | Y | Industrial CHP | PC | petroleum | FALSE
50966 | Natural Gas Fired Combined Cycle | CT | 95 | N | Electric Utility | NG | natural gas nonpeaker | TRUE
50966 | Natural Gas Fired Combined Cycle | CT | 95 | N | Electric Utility | NG | natural gas nonpeaker | TRUE
50966 | Natural Gas Fired Combined Cycle | CA | 77 | N | Electric Utility | NG | natural gas nonpeaker | TRUE
50969 | Petroleum Liquids | IC | 2 | N | Commercial CHP | DFO | petroleum | FALSE
50969 | Conventional Steam Coal | ST | 6 | Y | Commercial CHP | BIT | hard coal | FALSE
50969 | Conventional Steam Coal | ST | 12.2 | Y | Commercial CHP | BIT | hard coal | FALSE
50969 | Conventional Steam Coal | ST | 19.2 | Y | Commercial CHP | BIT | hard coal | FALSE
50969 | Conventional Steam Coal | ST | 13.3 | Y | Commercial CHP | BIT | hard coal | FALSE
50969 | Petroleum Liquids | IC | 0.5 | N | Commercial CHP | DFO | petroleum | FALSE
50969 | Petroleum Liquids | IC | 1 | N | Commercial CHP | DFO | petroleum | FALSE
50969 | Natural Gas Fired Combustion Turbine | GT | 11.4 | Y | Commercial CHP | NG | natural gas peaker | FALSE
50969 | Natural Gas Fired Combustion Turbine | GT | 11.4 | Y | Commercial CHP | NG | natural gas peaker | FALSE
50971 | Natural Gas Fired Combustion Turbine | GT | 31 | Y | Industrial CHP | NG | natural gas peaker | FALSE
50972 | Conventional Hydroelectric | HY | 1.5 | N | IPP Non-CHP | WAT | hydro | TRUE
50973 | Natural Gas Fired Combined Cycle | CA | 8.4 | Y | Industrial CHP | NG | natural gas nonpeaker | FALSE
50973 | Natural Gas Fired Combined Cycle | CA | 10.5 | Y | Industrial CHP | NG | natural gas nonpeaker | FALSE
50973 | Natural Gas Fired Combined Cycle | CA | 21.5 | Y | Industrial CHP | NG | natural gas nonpeaker | FALSE
50973 | Natural Gas Fired Combustion Turbine | GT | 15.6 | Y | Industrial CHP | NG | natural gas peaker | FALSE
50973 | Natural Gas Fired Combined Cycle | CT | 39 | Y | Industrial CHP | NG | natural gas nonpeaker | FALSE
50973 | Natural Gas Fired Combined Cycle | CT | 36.1 | Y | Industrial CHP | NG | natural gas nonpeaker | FALSE
50973 | Natural Gas Fired Combined Cycle | CT | 36.1 | Y | Industrial CHP | NG | natural gas nonpeaker | FALSE
50973 | Natural Gas Fired Combined Cycle | CT | 36.1 | Y | Industrial CHP | NG | natural gas nonpeaker | FALSE
50973 | Natural Gas Fired Combined Cycle | CT | 36.1 | Y | Industrial CHP | NG | natural gas nonpeaker | FALSE
50974 | Conventional Steam Coal | ST | 83.5 | N | IPP Non-CHP | WC | hard coal | TRUE
50976 | Conventional Steam Coal | ST | 330 | Y | IPP CHP | BIT | hard coal | FALSE
50978 | Natural Gas Fired Combined Cycle | CT | 33 | N | IPP Non-CHP | NG | natural gas nonpeaker | TRUE
50978 | Natural Gas Fired Combined Cycle | CT | 33 | N | IPP Non-CHP | NG | natural gas nonpeaker | TRUE
50978 | Natural Gas Fired Combined Cycle | CA | 22.5 | N | IPP Non-CHP | NG | natural gas nonpeaker | TRUE
50980 | Conventional Hydroelectric | HY | 2.7 | N | IPP Non-CHP | WAT | hydro | TRUE
50980 | Conventional Hydroelectric | HY | 2.7 | N | IPP Non-CHP | WAT | hydro | TRUE
50985 | Natural Gas Internal Combustion Engine | IC | 1 | Y | Commercial CHP | NG | natural gas peaker | FALSE
50985 | Natural Gas Internal Combustion Engine | IC | 0.4 | Y | Commercial CHP | NG | natural gas peaker | FALSE
50985 | Natural Gas Internal Combustion Engine | IC | 1.4 | Y | Commercial CHP | NG | natural gas peaker | FALSE
50987 | Conventional Hydroelectric | HY | 2 | N | IPP Non-CHP | WAT | hydro | TRUE
50989 | Natural Gas Fired Combustion Turbine | GT | 0.6 | Y | Industrial CHP | NG | natural gas peaker | FALSE
50989 | Natural Gas Fired Combustion Turbine | GT | 0.6 | Y | Industrial CHP | NG | natural gas peaker | FALSE
50989 | Natural Gas Fired Combustion Turbine | GT | 0.6 | Y | Industrial CHP | NG | natural gas peaker | FALSE
50989 | Natural Gas Fired Combustion Turbine | GT | 0.6 | Y | Industrial CHP | NG | natural gas peaker | FALSE
50989 | Natural Gas Fired Combustion Turbine | GT | 0.6 | Y | Industrial CHP | NG | natural gas peaker | FALSE
50989 | Natural Gas Fired Combustion Turbine | GT | 0.7 | N | Industrial CHP | NG | natural gas peaker | FALSE
50989 | Natural Gas Fired Combustion Turbine | GT | 0.6 | N | Industrial CHP | NG | natural gas peaker | FALSE
50990 | Petroleum Liquids | IC | 0.4 | N | Industrial Non-CHP | DFO | petroleum | FALSE
50990 | Petroleum Liquids | IC | 0.4 | N | Industrial Non-CHP | DFO | petroleum | FALSE
50990 | Petroleum Liquids | IC | 0.9 | N | Industrial Non-CHP | DFO | petroleum | FALSE
50990 | Petroleum Liquids | IC | 0.9 | N | Industrial Non-CHP | DFO | petroleum | FALSE
50993 | Wood/Wood Waste Biomass | ST | 7.8 | Y | IPP CHP | WDS | biomass | FALSE
50997 | Natural Gas Fired Combustion Turbine | GT | 2.9 | Y | Industrial CHP | NG | natural gas peaker | FALSE
50997 | Natural Gas Fired Combustion Turbine | GT | 2.9 | Y | Industrial CHP | NG | natural gas peaker | FALSE
50999 | Conventional Hydroelectric | HY | 6.8 | N | IPP Non-CHP | WAT | hydro | TRUE
51008 | Other Waste Biomass | ST | 1 | Y | Industrial CHP | AB | biomass | FALSE
51008 | Other Waste Biomass | ST | 2 | Y | Industrial CHP | AB | biomass | FALSE
51026 | Wood/Wood Waste Biomass | ST | 20 | N | IPP Non-CHP | WDS | biomass | TRUE
51030 | Natural Gas Fired Combined Cycle | CT | 71.2 | N | IPP Non-CHP | NG | natural gas nonpeaker | TRUE
51030 | Natural Gas Fired Combined Cycle | CT | 71.2 | N | IPP Non-CHP | NG | natural gas nonpeaker | TRUE
51030 | Natural Gas Fired Combined Cycle | CA | 76.2 | N | IPP Non-CHP | NG | natural gas nonpeaker | TRUE
51033 | Conventional Hydroelectric | HY | 7 | N | IPP Non-CHP | WAT | hydro | TRUE
51034 | Conventional Hydroelectric | HY | 6.5 | N | IPP Non-CHP | WAT | hydro | TRUE
51034 | Conventional Hydroelectric | HY | 6.5 | N | IPP Non-CHP | WAT | hydro | TRUE
51035 | Natural Gas Internal Combustion Engine | IC | 1.1 | Y | Commercial CHP | NG | natural gas peaker | FALSE
51035 | Natural Gas Internal Combustion Engine | IC | 1.1 | Y | Commercial CHP | NG | natural gas peaker | FALSE
51038 | Municipal Solid Waste | ST | 11 | N | Commercial Non-CHP | MSW | biomass | FALSE
52006 | Natural Gas Fired Combined Cycle | CA | 57 | Y | Industrial CHP | NG | natural gas nonpeaker | FALSE
52006 | Natural Gas Fired Combined Cycle | CA | 80 | Y | Industrial CHP | NG | natural gas nonpeaker | FALSE
52006 | Natural Gas Fired Combined Cycle | CA | 94 | Y | Industrial CHP | NG | natural gas nonpeaker | FALSE
52006 | Natural Gas Fired Combined Cycle | CA | 49 | Y | Industrial CHP | NG | natural gas nonpeaker | FALSE
52006 | Natural Gas Fired Combined Cycle | CT | 52 | Y | Industrial CHP | NG | natural gas nonpeaker | FALSE
52006 | Natural Gas Fired Combined Cycle | CT | 52 | Y | Industrial CHP | NG | natural gas nonpeaker | FALSE
52006 | Natural Gas Fired Combined Cycle | CT | 95 | Y | Industrial CHP | NG | natural gas nonpeaker | FALSE
52007 | Conventional Steam Coal | ST | 69 | N | Electric Utility | BIT | hard coal | TRUE
52007 | Conventional Steam Coal | ST | 69 | N | Electric Utility | BIT | hard coal | TRUE
52010 | Municipal Solid Waste | ST | 39 | N | IPP Non-CHP | MSW | biomass | TRUE
52010 | Municipal Solid Waste | ST | 16 | N | IPP Non-CHP | MSW | biomass | TRUE
52015 | Geothermal | ST | 56 | N | IPP Non-CHP | GEO | geothermal | TRUE
52019 | Natural Gas Fired Combined Cycle | CT | 104.7 | N | IPP Non-CHP | NG | natural gas nonpeaker | TRUE
52019 | Natural Gas Fired Combined Cycle | CT | 104.7 | N | IPP Non-CHP | NG | natural gas nonpeaker | TRUE
52019 | Natural Gas Fired Combined Cycle | CA | 123 | N | IPP Non-CHP | NG | natural gas nonpeaker | TRUE
52019 | Natural Gas Fired Combined Cycle | CT | 104.7 | N | IPP Non-CHP | NG | natural gas nonpeaker | TRUE
52019 | Natural Gas Fired Combined Cycle | CT | 104.7 | N | IPP Non-CHP | NG | natural gas nonpeaker | TRUE
52019 | Natural Gas Fired Combined Cycle | CA | 123 | N | IPP Non-CHP | NG | natural gas nonpeaker | TRUE
52019 | Natural Gas Fired Combustion Turbine | GT | 149 | N | IPP Non-CHP | NG | natural gas peaker | TRUE
52021 | Natural Gas Fired Combustion Turbine | GT | 3.5 | Y | Commercial CHP | NG | natural gas peaker | FALSE
52021 | Natural Gas Fired Combustion Turbine | GT | 3.5 | Y | Commercial CHP | NG | natural gas peaker | FALSE
52024 | Natural Gas Steam Turbine | ST | 1.7 | Y | Commercial CHP | NG | natural gas peaker | FALSE
52024 | Natural Gas Steam Turbine | ST | 1.7 | Y | Commercial CHP | NG | natural gas peaker | FALSE
52024 | Natural Gas Steam Turbine | ST | 3.5 | Y | Commercial CHP | NG | natural gas peaker | FALSE
52024 | Natural Gas Steam Turbine | ST | 3.5 | Y | Commercial CHP | NG | natural gas peaker | FALSE
52026 | Natural Gas Fired Combined Cycle | CT | 62.1 | N | IPP Non-CHP | NG | natural gas nonpeaker | TRUE
52026 | Natural Gas Fired Combined Cycle | CA |  | N | IPP Non-CHP | NG | natural gas nonpeaker | TRUE
52026 | Natural Gas Fired Combustion Turbine | GT | 19.6 | N | IPP Non-CHP | NG | natural gas peaker | TRUE
52028 | Geothermal | ST | 3.1 | N | IPP Non-CHP | GEO | geothermal | TRUE
52028 | Geothermal | ST | 3.1 | N | IPP Non-CHP | GEO | geothermal | TRUE
52028 | Geothermal | ST | 3.1 | N | IPP Non-CHP | GEO | geothermal | TRUE
52028 | Geothermal | ST | 3.1 | N | IPP Non-CHP | GEO | geothermal | TRUE
52028 | Geothermal | ST | 3.1 | N | IPP Non-CHP | GEO | geothermal | TRUE
52028 | Geothermal | ST | 3.1 | N | IPP Non-CHP | GEO | geothermal | TRUE
52028 | Geothermal | ST | 3.1 | N | IPP Non-CHP | GEO | geothermal | TRUE
52028 | Geothermal | ST | 3.1 | N | IPP Non-CHP | GEO | geothermal | TRUE
52028 | Geothermal | ST | 3.1 | N | IPP Non-CHP | GEO | geothermal | TRUE
52028 | Geothermal | ST | 3.1 | N | IPP Non-CHP | GEO | geothermal | TRUE
52028 | Geothermal | BT | 6 | N | IPP Non-CHP | GEO | geothermal | TRUE
52028 | Geothermal | BT | 6 | N | IPP Non-CHP | GEO | geothermal | TRUE
52031 | Other Gases | OT | 6 | N | Industrial Non-CHP | OG | other | FALSE
52031 | Other Gases | ST | 19 | N | Industrial Non-CHP | OG | other | FALSE
52033 | Conventional Hydroelectric | HY | 0.3 | N | IPP Non-CHP | WAT | hydro | TRUE
52034 | Natural Gas Fired Combustion Turbine | GT | 2.8 | Y | Industrial CHP | NG | natural gas peaker | FALSE
52036 | Conventional Hydroelectric | HY | 6.1 | N | IPP Non-CHP | WAT | hydro | TRUE
52036 | Conventional Hydroelectric | HY | 6.1 | N | IPP Non-CHP | WAT | hydro | TRUE
52039 | Conventional Hydroelectric | HY | 2.3 | N | IPP Non-CHP | WAT | hydro | TRUE
52048 | Natural Gas Fired Combustion Turbine | GT | 4 | Y | Commercial CHP | NG | natural gas peaker | FALSE
52048 | Natural Gas Fired Combustion Turbine | GT | 4 | Y | Commercial CHP | NG | natural gas peaker | FALSE
52048 | Natural Gas Fired Combustion Turbine | GT | 7.8 | N | Commercial CHP | NG | natural gas peaker | FALSE
52049 | Conventional Hydroelectric | HY | 0.7 | N | IPP Non-CHP | WAT | hydro | TRUE
52049 | Conventional Hydroelectric | HY | 0.5 | N | IPP Non-CHP | WAT | hydro | TRUE
52051 | Landfill Gas | IC | 0.8 | N | IPP Non-CHP | LFG | biomass | TRUE
52051 | Landfill Gas | IC | 0.8 | N | IPP Non-CHP | LFG | biomass | TRUE
52051 | Landfill Gas | IC | 0.8 | N | IPP Non-CHP | LFG | biomass | TRUE
52051 | Landfill Gas | IC | 0.8 | N | IPP Non-CHP | LFG | biomass | TRUE
52054 | Conventional Hydroelectric | HY | 3.2 | N | IPP Non-CHP | WAT | hydro | TRUE
52054 | Conventional Hydroelectric | HY | 3.2 | N | IPP Non-CHP | WAT | hydro | TRUE
52056 | Natural Gas Fired Combined Cycle | CT | 43 | Y | IPP CHP | NG | natural gas nonpeaker | FALSE
52056 | Natural Gas Fired Combined Cycle | CA | 12 | Y | IPP CHP | NG | natural gas nonpeaker | FALSE
52057 | Conventional Hydroelectric | HY | 0.1 | N | IPP Non-CHP | WAT | hydro | TRUE
52057 | Conventional Hydroelectric | HY | 0.1 | N | IPP Non-CHP | WAT | hydro | TRUE
52057 | Conventional Hydroelectric | HY | 0.1 | N | IPP Non-CHP | WAT | hydro | TRUE
52057 | Conventional Hydroelectric | HY | 0.1 | N | IPP Non-CHP | WAT | hydro | TRUE
52058 | Conventional Hydroelectric | HY | 0.2 | N | IPP Non-CHP | WAT | hydro | TRUE
52058 | Conventional Hydroelectric | HY | 0.2 | N | IPP Non-CHP | WAT | hydro | TRUE
52058 | Conventional Hydroelectric | HY | 0.2 | N | IPP Non-CHP | WAT | hydro | TRUE
52058 | Conventional Hydroelectric | HY | 0.2 | N | IPP Non-CHP | WAT | hydro | TRUE
52058 | Conventional Hydroelectric | HY | 0.2 | N | IPP Non-CHP | WAT | hydro | TRUE
52061 | Natural Gas Fired Combined Cycle | CA | 2.4 | Y | Commercial CHP | NG | natural gas nonpeaker | FALSE
52061 | Natural Gas Fired Combined Cycle | CT | 5.2 | Y | Commercial CHP | NG | natural gas nonpeaker | FALSE
52061 | Other Natural Gas | FC | 1.4 | N | Commercial CHP | NG | other | FALSE
52063 | All Other | ST | 4 | Y | Industrial CHP | WH | other | FALSE
52064 | All Other | ST | 3.5 | Y | Industrial CHP | WH | other | FALSE
52065 | All Other | ST | 5.5 | Y | Industrial CHP | WH | other | FALSE
52065 | All Other | ST | 1.5 | Y | Industrial CHP | WH | other | FALSE
52068 | Conventional Hydroelectric | HY | 3.3 | N | IPP Non-CHP | WAT | hydro | TRUE
52068 | Conventional Hydroelectric | HY | 3.3 | N | IPP Non-CHP | WAT | hydro | TRUE
52068 | Conventional Hydroelectric | HY | 3.3 | N | IPP Non-CHP | WAT | hydro | TRUE
52069 | Natural Gas Steam Turbine | ST | 14.9 | Y | Industrial CHP | NG | natural gas peaker | FALSE
52069 | Natural Gas Steam Turbine | ST | 14.9 | Y | Industrial CHP | NG | natural gas peaker | FALSE
52069 | Natural Gas Steam Turbine | ST | 14.9 | Y | Industrial CHP | NG | natural gas peaker | FALSE
52069 | Natural Gas Steam Turbine | ST | 14 | Y | Industrial CHP | NG | natural gas peaker | FALSE
52071 | Conventional Steam Coal | ST | 600 | N | IPP Non-CHP | LIG | lignite | TRUE
52072 | Conventional Steam Coal | ST | 5.6 | Y | Industrial CHP | BIT | hard coal | FALSE
52072 | Conventional Steam Coal | ST | 5.6 | Y | Industrial CHP | BIT | hard coal | FALSE
52072 | Conventional Steam Coal | ST | 5.6 | Y | Industrial CHP | BIT | hard coal | FALSE
52072 | Conventional Steam Coal | ST | 5.6 | Y | Industrial CHP | BIT | hard coal | FALSE
52073 | Natural Gas Fired Combined Cycle | CT | 12.5 | Y | Commercial CHP | NG | natural gas nonpeaker | FALSE
52073 | Natural Gas Fired Combined Cycle | CT | 12.5 | Y | Commercial CHP | NG | natural gas nonpeaker | FALSE
52073 | Natural Gas Fired Combined Cycle | CA | 11 | Y | Commercial CHP | NG | natural gas nonpeaker | FALSE
52076 | Natural Gas Fired Combustion Turbine | GT | 4.8 | Y | Industrial CHP | NG | natural gas peaker | FALSE
52076 | Natural Gas Fired Combustion Turbine | GT | 4.8 | Y | Industrial CHP | NG | natural gas peaker | FALSE
52077 | Natural Gas Fired Combustion Turbine | GT | 2.7 | Y | Industrial CHP | NG | natural gas peaker | FALSE
52077 | Natural Gas Fired Combustion Turbine | GT | 2.7 | Y | Industrial CHP | NG | natural gas peaker | FALSE
52077 | Natural Gas Fired Combustion Turbine | GT | 2.7 | Y | Industrial CHP | NG | natural gas peaker | FALSE
52078 | Natural Gas Fired Combustion Turbine | GT | 3 | Y | Industrial CHP | NG | natural gas peaker | FALSE
52078 | Natural Gas Fired Combustion Turbine | GT | 3 | Y | Industrial CHP | NG | natural gas peaker | FALSE
52078 | Natural Gas Fired Combustion Turbine | GT | 3 | Y | Industrial CHP | NG | natural gas peaker | FALSE
52081 | Natural Gas Fired Combustion Turbine | GT | 2.7 | Y | Industrial CHP | NG | natural gas peaker | FALSE
52081 | Natural Gas Fired Combustion Turbine | GT | 2.7 | Y | Industrial CHP | NG | natural gas peaker | FALSE
52082 | Natural Gas Fired Combustion Turbine | GT | 2.7 | Y | Industrial CHP | NG | natural gas peaker | FALSE
52082 | Natural Gas Fired Combustion Turbine | GT | 2.7 | Y | Industrial CHP | NG | natural gas peaker | FALSE
52083 | Natural Gas Fired Combustion Turbine | GT | 2.7 | Y | Industrial CHP | NG | natural gas peaker | FALSE
52083 | Natural Gas Fired Combustion Turbine | GT | 2.7 | Y | Industrial CHP | NG | natural gas peaker | FALSE
52085 | Natural Gas Fired Combustion Turbine | GT | 2.7 | Y | Industrial CHP | NG | natural gas peaker | FALSE
52085 | Natural Gas Fired Combustion Turbine | GT | 2.7 | Y | Industrial CHP | NG | natural gas peaker | FALSE
52085 | Natural Gas Fired Combustion Turbine | GT | 2.7 | Y | Industrial CHP | NG | natural gas peaker | FALSE
52085 | Natural Gas Fired Combustion Turbine | GT | 2.7 | Y | Industrial CHP | NG | natural gas peaker | FALSE
52086 | Natural Gas Fired Combustion Turbine | GT | 2.7 | Y | Industrial CHP | NG | natural gas peaker | FALSE
52086 | Natural Gas Fired Combustion Turbine | GT | 2.7 | Y | Industrial CHP | NG | natural gas peaker | FALSE
52086 | Natural Gas Fired Combustion Turbine | GT | 2.7 | Y | Industrial CHP | NG | natural gas peaker | FALSE
52086 | Natural Gas Fired Combustion Turbine | GT | 2.7 | Y | Industrial CHP | NG | natural gas peaker | FALSE
52087 | Natural Gas Fired Combustion Turbine | GT | 116 | N | Electric Utility | NG | natural gas peaker | TRUE
52087 | Natural Gas Fired Combustion Turbine | GT | 116 | N | Electric Utility | NG | natural gas peaker | TRUE
52087 | Natural Gas Fired Combustion Turbine | GT | 116 | N | Electric Utility | NG | natural gas peaker | TRUE
52088 | Natural Gas Fired Combined Cycle | CA | 139 | Y | IPP CHP | NG | natural gas nonpeaker | FALSE
52088 | Natural Gas Fired Combined Cycle | CT | 104 | Y | IPP CHP | NG | natural gas nonpeaker | FALSE
52088 | Natural Gas Fired Combined Cycle | CT | 104 | Y | IPP CHP | NG | natural gas nonpeaker | FALSE
52088 | Natural Gas Fired Combined Cycle | CT | 104 | Y | IPP CHP | NG | natural gas nonpeaker | FALSE
52089 | Natural Gas Steam Turbine | ST | 6 | Y | Industrial CHP | NG | natural gas peaker | FALSE
52089 | Natural Gas Steam Turbine | ST | 6 | Y | Industrial CHP | NG | natural gas peaker | FALSE
52089 | Natural Gas Steam Turbine | ST | 6 | Y | Industrial CHP | NG | natural gas peaker | FALSE
52089 | Natural Gas Steam Turbine | ST | 9.2 | Y | Industrial CHP | NG | natural gas peaker | FALSE
52096 | Natural Gas Fired Combustion Turbine | GT | 19.6 | Y | Industrial CHP | NG | natural gas peaker | FALSE
52096 | Natural Gas Fired Combustion Turbine | GT | 19.6 | Y | Industrial CHP | NG | natural gas peaker | FALSE
52099 | Other Waste Biomass | IC | 2.7 | Y | Commercial CHP | OBG | biomass | FALSE
52099 | Other Waste Biomass | IC | 2.7 | Y | Commercial CHP | OBG | biomass | FALSE
52099 | Other Waste Biomass | IC | 2.7 | Y | Commercial CHP | OBG | biomass | FALSE
52099 | Other Waste Biomass | IC | 2.7 | Y | Commercial CHP | OBG | biomass | FALSE
52099 | Other Waste Biomass | IC | 2.7 | Y | Commercial CHP | OBG | biomass | FALSE
52099 | Other Waste Biomass | ST | 0.9 | Y | Commercial CHP | OBG | biomass | FALSE
52104 | Natural Gas Fired Combustion Turbine | GT | 2.7 | Y | Industrial CHP | NG | natural gas peaker | FALSE
52104 | Natural Gas Fired Combustion Turbine | GT | 2.7 | Y | Industrial CHP | NG | natural gas peaker | FALSE
52104 | Natural Gas Fired Combustion Turbine | GT | 2.7 | Y | Industrial CHP | NG | natural gas peaker | FALSE
52104 | Natural Gas Fired Combustion Turbine | GT | 2.7 | Y | Industrial CHP | NG | natural gas peaker | FALSE
52106 | Other Gases | ST | 5.5 | Y | Industrial CHP | OG | other | FALSE
52106 | Other Gases | ST | 6.7 | Y | Industrial CHP | OG | other | FALSE
52106 | Other Gases | ST | 7.3 | Y | Industrial CHP | OG | other | FALSE
52107 | Natural Gas Fired Combustion Turbine | GT | 20.8 | Y | Industrial CHP | NG | natural gas peaker | FALSE
52107 | Natural Gas Fired Combustion Turbine | GT | 20.8 | Y | Industrial CHP | NG | natural gas peaker | FALSE
52109 | Natural Gas Fired Combined Cycle | CT | 50 | Y | Industrial CHP | NG | natural gas nonpeaker | FALSE
52109 | Natural Gas Fired Combined Cycle | CT | 50 | Y | Industrial CHP | NG | natural gas nonpeaker | FALSE
52109 | Other Gases | CA | 30.4 | N | Industrial CHP | OG | other | FALSE
52115 | Natural Gas Fired Combustion Turbine | GT | 2.8 | Y | Industrial CHP | NG | natural gas peaker | FALSE
52118 | Wood/Wood Waste Biomass | ST | 41.5 | N | Electric Utility | WDS | biomass | TRUE
52118 | Wood/Wood Waste Biomass | ST | 41.5 | N | Electric Utility | WDS | biomass | TRUE
52120 | Natural Gas Fired Combustion Turbine | GT | 59.2 | Y | Industrial CHP | NG | natural gas peaker | FALSE
52120 | Natural Gas Fired Combined Cycle | CT | 68.3 | Y | Industrial CHP | NG | natural gas nonpeaker | FALSE
52120 | Natural Gas Fired Combined Cycle | CT | 68.3 | Y | Industrial CHP | NG | natural gas nonpeaker | FALSE
52120 | Natural Gas Fired Combined Cycle | CA | 50 | Y | Industrial CHP | NG | natural gas nonpeaker | FALSE
52120 | Natural Gas Fired Combined Cycle | CA | 95.2 | Y | Industrial CHP | NG | natural gas nonpeaker | FALSE
52120 | Natural Gas Fired Combined Cycle | CT | 95.6 | Y | Industrial CHP | NG | natural gas nonpeaker | FALSE
52120 | Natural Gas Fired Combined Cycle | CT | 95.6 | Y | Industrial CHP | NG | natural gas nonpeaker | FALSE
52122 | Natural Gas Fired Combustion Turbine | GT | 18.7 | Y | Industrial CHP | NG | natural gas peaker | FALSE
52127 | Other Gases | ST | 0.8 | Y | Industrial CHP | OG | other | FALSE
52127 | Other Gases | ST | 0.8 | Y | Industrial CHP | OG | other | FALSE
52130 | Other Gases | ST | 11.2 | Y | Industrial CHP | OG | other | FALSE
52130 | Other Gases | ST | 11.2 | Y | Industrial CHP | OG | other | FALSE
52130 | Other Gases | ST | 16.4 | Y | Industrial CHP | OG | other | FALSE
52130 | Other Gases | ST | 11.8 | Y | Industrial CHP | OG | other | FALSE
52130 | Other Gases | ST | 38 | Y | Industrial CHP | OG | other | FALSE
52132 | Natural Gas Fired Combined Cycle | CT | 69 | Y | Industrial CHP | NG | natural gas nonpeaker | FALSE
52132 | Natural Gas Fired Combined Cycle | CT | 69 | Y | Industrial CHP | NG | natural gas nonpeaker | FALSE
52132 | Natural Gas Fired Combined Cycle | CA | 34 | Y | Industrial CHP | NG | natural gas nonpeaker | FALSE
52133 | Other Gases | ST | 2.8 | Y | Industrial CHP | OG | other | FALSE
52133 | Other Gases | ST | 2.8 | Y | Industrial CHP | OG | other | FALSE
52133 | Other Gases | ST | 2.8 | Y | Industrial CHP | OG | other | FALSE
52138 | Geothermal | BT | 0.9 | N | IPP Non-CHP | GEO | geothermal | TRUE
52138 | Geothermal | BT | 0.9 | N | IPP Non-CHP | GEO | geothermal | TRUE
52140 | Wood/Wood Waste Biomass | ST | 34.8 | Y | Industrial CHP | BLQ | biomass | FALSE
52140 | Wood/Wood Waste Biomass | ST | 46.6 | Y | Industrial CHP | BLQ | biomass | FALSE
52142 | Onshore Wind Turbine | WT | 29 | N | IPP Non-CHP | WND | onshore wind | TRUE
52143 | Onshore Wind Turbine | WT | 23.5 | N | IPP Non-CHP | WND | onshore wind | TRUE
52144 | Onshore Wind Turbine | WT | 22.5 | N | IPP Non-CHP | WND | onshore wind | TRUE
52147 | Natural Gas Fired Combustion Turbine | GT | 8 | Y | Industrial CHP | NG | natural gas peaker | FALSE
52147 | Natural Gas Fired Combustion Turbine | GT | 9.3 | Y | Industrial CHP | NG | natural gas peaker | FALSE
52147 | Natural Gas Fired Combustion Turbine | GT | 9.3 | Y | Industrial CHP | NG | natural gas peaker | FALSE
52148 | Natural Gas Steam Turbine | ST | 1.2 | Y | Industrial CHP | NG | natural gas peaker | FALSE
52148 | Petroleum Liquids | IC | 0.8 | N | Industrial CHP | DFO | petroleum | FALSE
52148 | Natural Gas Steam Turbine | ST | 0.1 | N | Industrial CHP | NG | natural gas peaker | FALSE
52149 | Natural Gas Fired Combustion Turbine | GT | 38.5 | Y | Industrial CHP | NG | natural gas peaker | FALSE
52149 | Natural Gas Fired Combustion Turbine | GT | 24.5 | Y | Industrial CHP | NG | natural gas peaker | FALSE
52149 | Petroleum Liquids | IC | 2.4 | N | Industrial CHP | DFO | petroleum | FALSE
52149 | Natural Gas Internal Combustion Engine | IC | 1.7 | N | Industrial CHP | NG | natural gas peaker | FALSE
52149 | Petroleum Liquids | IC | 1.2 | N | Industrial CHP | DFO | petroleum | FALSE
52149 | Petroleum Liquids | IC | 1.2 | N | Industrial CHP | DFO | petroleum | FALSE
52149 | Natural Gas Internal Combustion Engine | IC | 0.7 | N | Industrial CHP | NG | natural gas peaker | FALSE
52149 | Natural Gas Internal Combustion Engine | IC | 1 | N | Industrial CHP | NG | natural gas peaker | FALSE
52149 | Natural Gas Internal Combustion Engine | IC | 0.9 | N | Industrial CHP | NG | natural gas peaker | FALSE
52149 | Natural Gas Internal Combustion Engine | IC | 0.9 | N | Industrial CHP | NG | natural gas peaker | FALSE
52149 | Petroleum Liquids | IC | 0.9 | N | Industrial CHP | DFO | petroleum | FALSE
52149 | Petroleum Liquids | IC | 2 | N | Industrial CHP | DFO | petroleum | FALSE
52149 | Petroleum Liquids | IC | 2 | N | Industrial CHP | DFO | petroleum | FALSE
52151 | Wood/Wood Waste Biomass | ST | 46 | Y | Industrial CHP | BLQ | biomass | FALSE
52151 | Wood/Wood Waste Biomass | ST | 57 | Y | Industrial CHP | BLQ | biomass | FALSE
52152 | Natural Gas Fired Combustion Turbine | GT | 38 | Y | Industrial CHP | NG | natural gas peaker | FALSE
52152 | Wood/Wood Waste Biomass | ST | 36.1 | Y | Industrial CHP | BLQ | biomass | FALSE
52155 | Conventional Hydroelectric | HY | 1 | N | IPP Non-CHP | WAT | hydro | TRUE
52158 | Geothermal | ST | 9 | N | IPP Non-CHP | GEO | geothermal | TRUE
52158 | Geothermal | ST | 9 | N | IPP Non-CHP | GEO | geothermal | TRUE
52160 | Onshore Wind Turbine | WT | 22 | N | IPP Non-CHP | WND | onshore wind | TRUE
52161 | Onshore Wind Turbine | WT | 18.4 | N | IPP Non-CHP | WND | onshore wind | TRUE
52162 | Onshore Wind Turbine | WT | 14.1 | N | IPP Non-CHP | WND | onshore wind | TRUE
52163 | Onshore Wind Turbine | WT | 21.2 | N | IPP Non-CHP | WND | onshore wind | TRUE
52165 | Onshore Wind Turbine | WT | 1.8 | N | IPP Non-CHP | WND | onshore wind | TRUE
52166 | Conventional Hydroelectric | HY | 0.8 | N | IPP Non-CHP | WAT | hydro | TRUE
52166 | Conventional Hydroelectric | HY | 0.8 | N | IPP Non-CHP | WAT | hydro | TRUE
52168 | Natural Gas Steam Turbine | ST | 13.8 | Y | Commercial CHP | NG | natural gas peaker | FALSE
52168 | Natural Gas Fired Combustion Turbine | GT | 11.1 | Y | Commercial CHP | NG | natural gas peaker | FALSE
52168 | Natural Gas Fired Combustion Turbine | GT | 11.1 | Y | Commercial CHP | NG | natural gas peaker | FALSE
52168 | Petroleum Liquids | IC | 1.5 | N | Commercial CHP | DFO | petroleum | FALSE
52169 | Natural Gas Fired Combustion Turbine | GT | 73 | Y | Industrial CHP | NG | natural gas peaker | FALSE
52169 | Natural Gas Fired Combustion Turbine | GT | 73 | Y | Industrial CHP | NG | natural gas peaker | FALSE
52169 | Natural Gas Fired Combustion Turbine | GT | 73 | Y | Industrial CHP | NG | natural gas peaker | FALSE
52171 | Conventional Hydroelectric | HY | 1 | N | IPP Non-CHP | WAT | hydro | TRUE
52173 | Conventional Hydroelectric | HY | 2 | N | IPP Non-CHP | WAT | hydro | TRUE
52173 | Conventional Hydroelectric | HY | 2 | N | IPP Non-CHP | WAT | hydro | TRUE
52174 | Geothermal | ST | 0.8 | N | IPP Non-CHP | GEO | geothermal | TRUE
52174 | Geothermal | ST | 0.9 | N | IPP Non-CHP | GEO | geothermal | TRUE
52174 | Geothermal | ST | 0.9 | N | IPP Non-CHP | GEO | geothermal | TRUE
52174 | Geothermal | ST | 1.1 | N | IPP Non-CHP | GEO | geothermal | TRUE
52174 | Geothermal | ST | 1.2 | N | IPP Non-CHP | GEO | geothermal | TRUE
52174 | Geothermal | ST | 1.2 | N | IPP Non-CHP | GEO | geothermal | TRUE
52174 | Geothermal | ST | 1.3 | N | IPP Non-CHP | GEO | geothermal | TRUE
52174 | Geothermal | ST | 1.3 | N | IPP Non-CHP | GEO | geothermal | TRUE
52174 | Geothermal | ST | 1.3 | N | IPP Non-CHP | GEO | geothermal | TRUE
52174 | Geothermal | ST | 1.3 | N | IPP Non-CHP | GEO | geothermal | TRUE
52175 | Natural Gas Steam Turbine | ST | 7.4 | Y | Industrial CHP | NG | natural gas peaker | FALSE
52175 | Natural Gas Steam Turbine | ST | 5.6 | Y | Industrial CHP | NG | natural gas peaker | FALSE
52175 | Natural Gas Steam Turbine | ST | 19.6 | Y | Industrial CHP | NG | natural gas peaker | FALSE
52176 | Natural Gas Fired Combined Cycle | CT | 71 | Y | IPP CHP | NG | natural gas nonpeaker | FALSE
52176 | Natural Gas Fired Combined Cycle | CT | 71 | Y | IPP CHP | NG | natural gas nonpeaker | FALSE
52176 | Natural Gas Fired Combined Cycle | CA | 70 | Y | IPP CHP | NG | natural gas nonpeaker | FALSE
52184 | Natural Gas Fired Combustion Turbine | GT | 4.2 | Y | Industrial CHP | NG | natural gas peaker | FALSE
52184 | Natural Gas Fired Combustion Turbine | GT | 4.2 | Y | Industrial CHP | NG | natural gas peaker | FALSE
52186 | Natural Gas Fired Combustion Turbine | GT | 48.7 | Y | IPP CHP | NG | natural gas peaker | FALSE
52187 | Conventional Hydroelectric | HY | 3.9 | N | IPP Non-CHP | WAT | hydro | TRUE
52193 | Natural Gas Fired Combustion Turbine | GT | 65 | Y | Industrial CHP | NG | natural gas peaker | FALSE
52193 | Natural Gas Fired Combustion Turbine | GT | 65 | Y | Industrial CHP | NG | natural gas peaker | FALSE
52193 | Other Gases | ST | 29.5 | Y | Industrial CHP | OG | other | FALSE
52193 | Other Gases | ST | 29.5 | Y | Industrial CHP | OG | other | FALSE
52193 | Other Gases | ST | 66 | Y | Industrial CHP | OG | other | FALSE
52193 | Other Gases | ST | 10 | Y | Industrial CHP | OG | other | FALSE
52204 | Landfill Gas | IC | 1.7 | N | IPP Non-CHP | LFG | biomass | TRUE
52204 | Landfill Gas | IC | 1.7 | N | IPP Non-CHP | LFG | biomass | TRUE
52204 | Landfill Gas | IC | 3.2 | N | IPP Non-CHP | LFG | biomass | TRUE
52204 | Landfill Gas | IC | 1.5 | N | IPP Non-CHP | LFG | biomass | TRUE
52204 | Landfill Gas | IC | 1.5 | N | IPP Non-CHP | LFG | biomass | TRUE
54004 | Wood/Wood Waste Biomass | ST | 44 | Y | Industrial CHP | WDS | biomass | FALSE
54004 | Natural Gas Fired Combustion Turbine | GT | 40 | Y | Industrial CHP | NG | natural gas peaker | FALSE
54006 | Conventional Hydroelectric | HY | 9.7 | N | IPP Non-CHP | WAT | hydro | TRUE
54015 | Landfill Gas | ST | 5.4 | N | IPP Non-CHP | LFG | biomass | TRUE
54015 | Landfill Gas | GT | 4.4 | N | IPP Non-CHP | LFG | biomass | TRUE
54017 | Conventional Hydroelectric | HY | 3.7 | N | IPP Non-CHP | WAT | hydro | TRUE
54017 | Conventional Hydroelectric | HY | 1.1 | N | IPP Non-CHP | WAT | hydro | TRUE
54034 | Natural Gas Fired Combined Cycle | CT | 47 | N | IPP Non-CHP | NG | natural gas nonpeaker | TRUE
54034 | Natural Gas Fired Combined Cycle | CA | 33.4 | N | IPP Non-CHP | NG | natural gas nonpeaker | TRUE
54035 | Conventional Steam Coal | ST | 165 | Y | IPP CHP | BIT | hard coal | FALSE
54038 | Geothermal | ST | 13.5 | N | IPP Non-CHP | GEO | geothermal | TRUE
54041 | Natural Gas Fired Combined Cycle | CT | 42.6 | Y | IPP CHP | NG | natural gas nonpeaker | FALSE
54041 | Natural Gas Fired Combined Cycle | CT | 42.6 | Y | IPP CHP | NG | natural gas nonpeaker | FALSE
54041 | Natural Gas Fired Combined Cycle | CT | 42.6 | Y | IPP CHP | NG | natural gas nonpeaker | FALSE
54041 | Natural Gas Fired Combined Cycle | CA | 75.2 | Y | IPP CHP | NG | natural gas nonpeaker | FALSE
54044 | Natural Gas Fired Combustion Turbine | GT | 6.4 | Y | Commercial CHP | NG | natural gas peaker | FALSE
54044 | Natural Gas Fired Combustion Turbine | GT | 6.4 | Y | Commercial CHP | NG | natural gas peaker | FALSE
54044 | Natural Gas Fired Combustion Turbine | GT | 6.4 | Y | Commercial CHP | NG | natural gas peaker | FALSE
54044 | Natural Gas Internal Combustion Engine | IC | 6.3 | Y | Commercial CHP | NG | natural gas peaker | FALSE
54044 | Natural Gas Internal Combustion Engine | IC | 6.3 | Y | Commercial CHP | NG | natural gas peaker | FALSE
54044 | Natural Gas Internal Combustion Engine | IC | 3.7 | Y | Commercial CHP | NG | natural gas peaker | FALSE
54044 | Natural Gas Internal Combustion Engine | IC | 3.7 | Y | Commercial CHP | NG | natural gas peaker | FALSE
54044 | Natural Gas Internal Combustion Engine | IC | 5.5 | Y | Commercial CHP | NG | natural gas peaker | FALSE
54044 | Natural Gas Internal Combustion Engine | IC | 5.5 | Y | Commercial CHP | NG | natural gas peaker | FALSE
54044 | Natural Gas Internal Combustion Engine | IC | 5.5 | Y | Commercial CHP | NG | natural gas peaker | FALSE
54056 | Natural Gas Fired Combined Cycle | CT | 33 | N | IPP Non-CHP | NG | natural gas nonpeaker | TRUE
54056 | Natural Gas Fired Combined Cycle | CA | 27 | N | IPP Non-CHP | NG | natural gas nonpeaker | TRUE
54057 | Landfill Gas | GT | 2.8 | N | IPP Non-CHP | LFG | biomass | TRUE
54057 | Landfill Gas | GT | 2.8 | N | IPP Non-CHP | LFG | biomass | TRUE
54076 | Natural Gas Fired Combined Cycle | CT | 31.6 | Y | IPP CHP | NG | natural gas nonpeaker | FALSE
54076 | Natural Gas Fired Combined Cycle | CA | 44.6 | Y | IPP CHP | NG | natural gas nonpeaker | FALSE
54081 | Conventional Steam Coal | ST | 52.5 | Y | IPP CHP | BIT | hard coal | FALSE
54081 | Conventional Steam Coal | ST | 52.5 | Y | IPP CHP | BIT | hard coal | FALSE
54081 | Conventional Steam Coal | ST | 42.5 | Y | IPP CHP | BIT | hard coal | FALSE
54081 | Conventional Steam Coal | ST | 42.5 | Y | IPP CHP | BIT | hard coal | FALSE
54085 | Wood/Wood Waste Biomass | ST | 25 | Y | Industrial CHP | BLQ | biomass | FALSE
54085 | Wood/Wood Waste Biomass | ST | 25 | Y | Industrial CHP | BLQ | biomass | FALSE
54085 | Wood/Wood Waste Biomass | ST | 30 | Y | Industrial CHP | BLQ | biomass | FALSE
54087 | Wood/Wood Waste Biomass | ST | 25.3 | Y | Industrial CHP | BLQ | biomass | FALSE
54087 | Wood/Wood Waste Biomass | ST | 27.4 | Y | Industrial CHP | WDS | biomass | FALSE
54087 | Wood/Wood Waste Biomass | ST | 37.7 | Y | Industrial CHP | WDS | biomass | FALSE
54091 | Wood/Wood Waste Biomass | ST | 24.6 | Y | Industrial CHP | BLQ | biomass | FALSE
54091 | Wood/Wood Waste Biomass | ST | 25.6 | Y | Industrial CHP | BLQ | biomass | FALSE
54091 | Wood/Wood Waste Biomass | ST | 22.1 | Y | Industrial CHP | BLQ | biomass | FALSE
54091 | Natural Gas Fired Combustion Turbine | GT | 29 | Y | Industrial CHP | NG | natural gas peaker | FALSE
54096 | Wood/Wood Waste Biomass | ST | 11.6 | N | Industrial CHP | BLQ | biomass | FALSE
54096 | Wood/Wood Waste Biomass | ST | 37.4 | N | Industrial CHP | BLQ | biomass | FALSE
54096 | Natural Gas Fired Combined Cycle | CA | 17 | N | Industrial CHP | NG | natural gas nonpeaker | FALSE
54096 | Natural Gas Fired Combined Cycle | CT | 38.2 | Y | Industrial CHP | NG | natural gas nonpeaker | FALSE
54097 | Wood/Wood Waste Biomass | ST | 25 | Y | Industrial CHP | BLQ | biomass | FALSE
54097 | Wood/Wood Waste Biomass | ST | 40 | Y | Industrial CHP | BLQ | biomass | FALSE
54098 | Wood/Wood Waste Biomass | ST | 6 | Y | Industrial CHP | BLQ | biomass | FALSE
54098 | Wood/Wood Waste Biomass | ST | 11 | Y | Industrial CHP | BLQ | biomass | FALSE
54098 | Wood/Wood Waste Biomass | ST | 15.6 | Y | Industrial CHP | BLQ | biomass | FALSE
54098 | Conventional Steam Coal | ST | 12 | Y | Industrial CHP | BIT | hard coal | FALSE
54099 | Wood/Wood Waste Biomass | ST | 41 | Y | Industrial CHP | BLQ | biomass | FALSE
54100 | Wood/Wood Waste Biomass | ST | 1.5 | Y | Industrial CHP | BLQ | biomass | FALSE
54100 | Wood/Wood Waste Biomass | ST | 37 | Y | Industrial CHP | BLQ | biomass | FALSE
54101 | Wood/Wood Waste Biomass | ST | 45 | Y | Industrial CHP | BLQ | biomass | FALSE
54101 | Wood/Wood Waste Biomass | ST | 45 | Y | Industrial CHP | BLQ | biomass | FALSE
54103 | Conventional Hydroelectric | HY | 0.4 | N | Industrial Non-CHP | WAT | hydro | FALSE
54103 | Conventional Hydroelectric | HY | 0.4 | N | Industrial Non-CHP | WAT | hydro | FALSE
54103 | Conventional Hydroelectric | HY | 0.4 | N | Industrial Non-CHP | WAT | hydro | FALSE
54103 | Conventional Hydroelectric | HY | 0.4 | N | Industrial Non-CHP | WAT | hydro | FALSE
54103 | Conventional Hydroelectric | HY | 0.8 | N | Industrial Non-CHP | WAT | hydro | FALSE
54103 | Conventional Hydroelectric | HY | 0.8 | N | Industrial Non-CHP | WAT | hydro | FALSE
54103 | Conventional Hydroelectric | HY | 1.2 | N | Industrial Non-CHP | WAT | hydro | FALSE
54103 | Conventional Hydroelectric | HY | 0.6 | N | Industrial Non-CHP | WAT | hydro | FALSE
54103 | Conventional Hydroelectric | HY | 0.6 | N | Industrial Non-CHP | WAT | hydro | FALSE
54103 | Conventional Hydroelectric | HY | 0.4 | N | Industrial Non-CHP | WAT | hydro | FALSE
54103 | Conventional Hydroelectric | HY | 0.6 | N | Industrial Non-CHP | WAT | hydro | FALSE
54104 | Wood/Wood Waste Biomass | ST | 17 | Y | Industrial CHP | BLQ | biomass | FALSE
54104 | Wood/Wood Waste Biomass | ST | 40 | Y | Industrial CHP | BLQ | biomass | FALSE
54104 | Wood/Wood Waste Biomass | ST | 33 | Y | Industrial CHP | BLQ | biomass | FALSE
54104 | Wood/Wood Waste Biomass | ST | 38 | Y | Industrial CHP | BLQ | biomass | FALSE
54111 | Geothermal | BT | 3.8 | N | IPP Non-CHP | GEO | geothermal | TRUE
54111 | Geothermal | BT | 3.8 | N | IPP Non-CHP | GEO | geothermal | TRUE
54111 | Geothermal | BT | 3.8 | N | IPP Non-CHP | GEO | geothermal | TRUE
54111 | Geothermal | BT | 2 | N | IPP Non-CHP | GEO | geothermal | TRUE
54111 | Geothermal | BT | 3 | N | IPP Non-CHP | GEO | geothermal | TRUE
54111 | Geothermal | BT | 12 | N | IPP Non-CHP | GEO | geothermal | TRUE
54111 | Geothermal | BT | 3 | N | IPP Non-CHP | GEO | geothermal | TRUE
54111 | Geothermal | BT | 3 | N | IPP Non-CHP | GEO | geothermal | TRUE
54111 | Geothermal | BT | 3 | N | IPP Non-CHP | GEO | geothermal | TRUE
54111 | Geothermal | BT | 3 | N | IPP Non-CHP | GEO | geothermal | TRUE
54111 | Geothermal | BT | 3 | N | IPP Non-CHP | GEO | geothermal | TRUE
54111 | Geothermal | BT | 3.8 | N | IPP Non-CHP | GEO | geothermal | TRUE
54111 | Geothermal | BT | 3.8 | N | IPP Non-CHP | GEO | geothermal | TRUE
54111 | Geothermal | BT | 3.8 | N | IPP Non-CHP | GEO | geothermal | TRUE
54114 | Natural Gas Fired Combined Cycle | CT | 50.3 | Y | IPP CHP | NG | natural gas nonpeaker | FALSE
54114 | Natural Gas Fired Combined Cycle | CT | 48.3 | Y | IPP CHP | NG | natural gas nonpeaker | FALSE
54114 | Natural Gas Fired Combined Cycle | CA | 27.6 | Y | IPP CHP | NG | natural gas nonpeaker | FALSE
54123 | Conventional Hydroelectric | HY | 1 | N | IPP Non-CHP | WAT | hydro | TRUE
54123 | Conventional Hydroelectric | HY | 0.4 | N | IPP Non-CHP | WAT | hydro | TRUE
54124 | Conventional Hydroelectric | HY | 0.4 | N | IPP Non-CHP | WAT | hydro | TRUE
54124 | Conventional Hydroelectric | HY | 0.3 | N | IPP Non-CHP | WAT | hydro | TRUE
54124 | Conventional Hydroelectric | HY | 0.4 | N | IPP Non-CHP | WAT | hydro | TRUE
54131 | Natural Gas Fired Combined Cycle | CT | 40.8 | Y | IPP CHP | NG | natural gas nonpeaker | FALSE
54131 | Natural Gas Fired Combined Cycle | CA | 17 | Y | IPP CHP | NG | natural gas nonpeaker | FALSE
54134 | Conventional Hydroelectric | HY | 1.3 | N | IPP Non-CHP | WAT | hydro | TRUE
54134 | Conventional Hydroelectric | HY | 1.3 | N | IPP Non-CHP | WAT | hydro | TRUE
54134 | Conventional Hydroelectric | HY | 1.8 | N | IPP Non-CHP | WAT | hydro | TRUE
54134 | Conventional Hydroelectric | HY | 5 | N | IPP Non-CHP | WAT | hydro | TRUE
54134 | Conventional Hydroelectric | HY | 3.9 | N | IPP Non-CHP | WAT | hydro | TRUE
54134 | Conventional Hydroelectric | HY | 3.9 | N | IPP Non-CHP | WAT | hydro | TRUE
54134 | Conventional Hydroelectric | HY | 2.9 | N | IPP Non-CHP | WAT | hydro | TRUE
54134 | Conventional Hydroelectric | HY | 1.5 | N | IPP Non-CHP | WAT | hydro | TRUE
54134 | Conventional Hydroelectric | HY | 1.5 | N | IPP Non-CHP | WAT | hydro | TRUE
54134 | Conventional Hydroelectric | HY | 1.5 | N | IPP Non-CHP | WAT | hydro | TRUE
54134 | Conventional Hydroelectric | HY | 1.5 | N | IPP Non-CHP | WAT | hydro | TRUE
54134 | Conventional Hydroelectric | HY | 1.5 | N | IPP Non-CHP | WAT | hydro | TRUE
54134 | Conventional Hydroelectric | HY | 1.5 | N | IPP Non-CHP | WAT | hydro | TRUE
54134 | Conventional Hydroelectric | HY | 11.6 | N | IPP Non-CHP | WAT | hydro | TRUE
54134 | Conventional Hydroelectric | HY | 11.6 | N | IPP Non-CHP | WAT | hydro | TRUE
54134 | Conventional Hydroelectric | HY | 12.5 | N | IPP Non-CHP | WAT | hydro | TRUE
54134 | Conventional Hydroelectric | HY | 5.3 | N | IPP Non-CHP | WAT | hydro | TRUE
54134 | Conventional Hydroelectric | HY | 5.3 | N | IPP Non-CHP | WAT | hydro | TRUE
54134 | Conventional Hydroelectric | HY | 4.9 | N | IPP Non-CHP | WAT | hydro | TRUE
54134 | Conventional Hydroelectric | HY | 4.9 | N | IPP Non-CHP | WAT | hydro | TRUE
54134 | Conventional Hydroelectric | HY | 4.9 | N | IPP Non-CHP | WAT | hydro | TRUE
54134 | Conventional Hydroelectric | HY | 3.8 | N | IPP Non-CHP | WAT | hydro | TRUE
54134 | Conventional Hydroelectric | HY | 5.1 | N | IPP Non-CHP | WAT | hydro | TRUE
54134 | Conventional Hydroelectric | HY | 5.1 | N | IPP Non-CHP | WAT | hydro | TRUE
54134 | Conventional Hydroelectric | HY | 3 | N | IPP Non-CHP | WAT | hydro | TRUE
54134 | Conventional Hydroelectric | HY | 3 | N | IPP Non-CHP | WAT | hydro | TRUE
54134 | Conventional Hydroelectric | HY | 3 | N | IPP Non-CHP | WAT | hydro | TRUE
54134 | Conventional Hydroelectric | HY | 4.6 | N | IPP Non-CHP | WAT | hydro | TRUE
54134 | Conventional Hydroelectric | HY | 4.6 | N | IPP Non-CHP | WAT | hydro | TRUE
54134 | Conventional Hydroelectric | HY | 4.6 | N | IPP Non-CHP | WAT | hydro | TRUE
54134 | Conventional Hydroelectric | HY | 4.6 | N | IPP Non-CHP | WAT | hydro | TRUE
54142 | Conventional Hydroelectric | HY | 2 | N | IPP Non-CHP | WAT | hydro | TRUE
54148 | Conventional Hydroelectric | HY | 7.7 | N | IPP Non-CHP | WAT | hydro | TRUE
54148 | Conventional Hydroelectric | HY | 7.7 | N | IPP Non-CHP | WAT | hydro | TRUE
54149 | Natural Gas Fired Combustion Turbine | GT | 44.5 | Y | IPP CHP | NG | natural gas peaker | FALSE
54201 | Conventional Steam Coal | ST | 13.3 | Y | Commercial CHP | BIT | hard coal | FALSE
54201 | Conventional Steam Coal | ST | 6.3 | Y | Commercial CHP | BIT | hard coal | FALSE
54201 | Conventional Steam Coal | ST | 11.5 | Y | Commercial CHP | BIT | hard coal | FALSE
54201 | Conventional Steam Coal | ST | 15.1 | Y | Commercial CHP | BIT | hard coal | FALSE
54202 | Conventional Hydroelectric | HY | 0.7 | N | IPP Non-CHP | WAT | hydro | TRUE
54202 | Conventional Hydroelectric | HY | 0.5 | N | IPP Non-CHP | WAT | hydro | TRUE
54202 | Conventional Hydroelectric | HY | 0.5 | N | IPP Non-CHP | WAT | hydro | TRUE
54203 | Natural Gas Fired Combustion Turbine | GT | 4 | Y | Commercial CHP | NG | natural gas peaker | FALSE
54207 | Other Gases | ST | 2.8 | Y | Industrial CHP | OG | other | FALSE
54207 | Other Gases | ST | 7 | Y | Industrial CHP | OG | other | FALSE
54207 | Other Gases | ST | 9.3 | Y | Industrial CHP | OG | other | FALSE
54210 | Conventional Steam Coal | ST | 13.3 | Y | Industrial CHP | SUB | hard coal | FALSE
54211 | Conventional Steam Coal | ST | 3 | Y | Industrial CHP | SUB | hard coal | FALSE
54211 | Conventional Steam Coal | ST | 2 | Y | Industrial CHP | SUB | hard coal | FALSE
54212 | Conventional Steam Coal | ST | 3.5 | Y | Industrial CHP | SUB | hard coal | FALSE
54212 | Conventional Steam Coal | ST | 3 | Y | Industrial CHP | SUB | hard coal | FALSE
54213 | Conventional Steam Coal | ST | 6 | Y | Industrial CHP | SUB | hard coal | FALSE
54214 | Conventional Steam Coal | ST | 2.5 | Y | Industrial CHP | SUB | hard coal | FALSE
54214 | Conventional Steam Coal | ST | 5 | Y | Industrial CHP | SUB | hard coal | FALSE
54216 | Natural Gas Steam Turbine | ST | 12.5 | Y | Industrial CHP | NG | natural gas peaker | FALSE
54216 | Wood/Wood Waste Biomass | ST | 17.8 | Y | Industrial CHP | BLQ | biomass | FALSE
54219 | Wood/Wood Waste Biomass | ST | 9.8 | N | IPP Non-CHP | WDS | biomass | TRUE
54224 | Petroleum Liquids | IC | 2 | N | Commercial CHP | DFO | petroleum | FALSE
54224 | Petroleum Liquids | IC | 2 | N | Commercial CHP | DFO | petroleum | FALSE
54224 | Natural Gas Internal Combustion Engine | IC | 2.3 | N | Commercial CHP | NG | natural gas peaker | FALSE
54224 | Natural Gas Internal Combustion Engine | IC | 2.3 | N | Commercial CHP | NG | natural gas peaker | FALSE
54224 | Petroleum Liquids | IC | 2 | N | Commercial CHP | DFO | petroleum | FALSE
54224 | Petroleum Liquids | IC | 2 | N | Commercial CHP | DFO | petroleum | FALSE
54224 | Petroleum Liquids | IC | 2 | N | Commercial CHP | DFO | petroleum | FALSE
54224 | Natural Gas Steam Turbine | ST | 2 | Y | Commercial CHP | NG | natural gas peaker | FALSE
54224 | Natural Gas Steam Turbine | ST | 2 | Y | Commercial CHP | NG | natural gas peaker | FALSE
54224 | Natural Gas Steam Turbine | ST | 6.1 | Y | Commercial CHP | NG | natural gas peaker | FALSE
54224 | All Other | ST | 2.8 | Y | Commercial CHP | PUR | other | FALSE
54225 | Natural Gas Fired Combustion Turbine | GT | 7.2 | Y | Industrial CHP | NG | natural gas peaker | FALSE
54225 | Petroleum Liquids | IC | 0.5 | N | Industrial CHP | DFO | petroleum | FALSE
54225 | Petroleum Liquids | IC | 0.5 | N | Industrial CHP | DFO | petroleum | FALSE
54225 | Petroleum Liquids | IC | 1 | N | Industrial CHP | DFO | petroleum | FALSE
54225 | Natural Gas Steam Turbine | ST | 5 | Y | Industrial CHP | NG | natural gas peaker | FALSE
54228 | Natural Gas Steam Turbine | ST | 0.3 | Y | Industrial CHP | NG | natural gas peaker | FALSE
54228 | Natural Gas Fired Combustion Turbine | GT | 5.6 | Y | Industrial CHP | NG | natural gas peaker | FALSE
54236 | Natural Gas Fired Combustion Turbine | GT | 9.5 | Y | Industrial CHP | NG | natural gas peaker | FALSE
54236 | Natural Gas Steam Turbine | ST | 9.4 | Y | Industrial CHP | NG | natural gas peaker | FALSE
54236 | Natural Gas Steam Turbine | ST | 10 | Y | Industrial CHP | NG | natural gas peaker | FALSE
54236 | Natural Gas Steam Turbine | ST | 7.5 | Y | Industrial CHP | NG | natural gas peaker | FALSE
54238 | Wood/Wood Waste Biomass | ST | 45 | Y | IPP CHP | WDS | biomass | FALSE
54239 | Petroleum Liquids | IC | 2.5 | N | Commercial Non-CHP | DFO | petroleum | FALSE
54239 | Petroleum Liquids | IC | 2.5 | N | Commercial Non-CHP | DFO | petroleum | FALSE
54239 | Petroleum Liquids | IC | 2.5 | N | Commercial Non-CHP | DFO | petroleum | FALSE
54239 | Petroleum Liquids | IC | 2.5 | N | Commercial Non-CHP | DFO | petroleum | FALSE
54239 | Petroleum Liquids | IC | 2.5 | N | Commercial Non-CHP | DFO | petroleum | FALSE
54239 | Petroleum Liquids | IC | 2.5 | N | Commercial Non-CHP | DFO | petroleum | FALSE
54239 | Petroleum Liquids | IC | 2.5 | N | Commercial Non-CHP | DFO | petroleum | FALSE
54239 | Petroleum Liquids | IC | 2.5 | N | Commercial Non-CHP | DFO | petroleum | FALSE
54239 | Petroleum Liquids | IC | 2.5 | N | Commercial Non-CHP | DFO | petroleum | FALSE
54239 | Petroleum Liquids | IC | 2.5 | N | Commercial Non-CHP | DFO | petroleum | FALSE
54239 | Petroleum Liquids | IC | 2.5 | N | Commercial Non-CHP | DFO | petroleum | FALSE
54239 | Petroleum Liquids | IC | 2.5 | N | Commercial Non-CHP | DFO | petroleum | FALSE
54240 | Natural Gas Fired Combustion Turbine | GT | 6.4 | Y | Commercial CHP | NG | natural gas peaker | FALSE
54249 | Conventional Hydroelectric | HY | 9 | N | Electric Utility | WAT | hydro | TRUE
54249 | Conventional Hydroelectric | HY | 9 | N | Electric Utility | WAT | hydro | TRUE
54249 | Conventional Hydroelectric | HY | 2.1 | N | Electric Utility | WAT | hydro | TRUE
54250 | Natural Gas Steam Turbine | ST | 1.8 | Y | Industrial CHP | NG | natural gas peaker | FALSE
54251 | Conventional Hydroelectric | HY | 3.3 | N | IPP Non-CHP | WAT | hydro | TRUE
54258 | Onshore Wind Turbine | WT | 16 | N | IPP Non-CHP | WND | onshore wind | TRUE
54261 | Conventional Hydroelectric | HY | 1.2 | N | IPP Non-CHP | WAT | hydro | TRUE
54262 | Natural Gas Fired Combined Cycle | CT | 4.5 | Y | Commercial CHP | NG | natural gas nonpeaker | FALSE
54262 | Natural Gas Fired Combined Cycle | CA | 2.7 | Y | Commercial CHP | NG | natural gas nonpeaker | FALSE
54262 | Petroleum Liquids | IC | 2.5 | N | Commercial CHP | DFO | petroleum | FALSE
54262 | Natural Gas Internal Combustion Engine | IC | 2.7 | N | Commercial CHP | NG | natural gas peaker | FALSE
54262 | Petroleum Liquids | IC | 2.5 | N | Commercial CHP | DFO | petroleum | FALSE
54265 | Wood/Wood Waste Biomass | ST | 2 | Y | Commercial CHP | WDS | biomass | FALSE
54265 | Wood/Wood Waste Biomass | ST | 2 | Y | Commercial CHP | WDS | biomass | FALSE
54267 | Conventional Hydroelectric | HY | 12.4 | N | IPP Non-CHP | WAT | hydro | TRUE
54268 | Natural Gas Fired Combustion Turbine | GT | 39.6 | Y | IPP CHP | NG | natural gas peaker | FALSE
54268 | Natural Gas Fired Combustion Turbine | GT | 40 | Y | IPP CHP | NG | natural gas peaker | FALSE
54268 | Natural Gas Fired Combustion Turbine | GT | 40.6 | Y | IPP CHP | NG | natural gas peaker | FALSE
54271 | Natural Gas Fired Combined Cycle | CT | 36 | Y | IPP CHP | NG | natural gas nonpeaker | FALSE
54271 | Natural Gas Fired Combined Cycle | CT | 36 | Y | IPP CHP | NG | natural gas nonpeaker | FALSE
54271 | Natural Gas Fired Combined Cycle | CA | 29 | Y | IPP CHP | NG | natural gas nonpeaker | FALSE
54276 | Petroleum Liquids | IC | 1.8 | N | Commercial CHP | DFO | petroleum | FALSE
54276 | Petroleum Liquids | IC | 1.8 | N | Commercial CHP | DFO | petroleum | FALSE
54276 | Conventional Steam Coal | ST | 28.7 | Y | Commercial CHP | BIT | hard coal | FALSE
54281 | Wood/Wood Waste Biomass | ST | 14.5 | Y | Industrial CHP | BLQ | biomass | FALSE
54283 | Conventional Hydroelectric | HY | 1.3 | N | IPP Non-CHP | WAT | hydro | TRUE
54285 | Conventional Hydroelectric | HY | 2 | N | IPP Non-CHP | WAT | hydro | TRUE
54285 | Conventional Hydroelectric | HY | 2 | N | IPP Non-CHP | WAT | hydro | TRUE
54286 | Landfill Gas | GT | 4 | Y | Industrial CHP | LFG | biomass | FALSE
54290 | Petroleum Liquids | IC | 1.3 | N | Commercial Non-CHP | DFO | petroleum | FALSE
54291 | All Other | ST | 6 | Y | Industrial CHP | PUR | other | FALSE
54291 | All Other | ST | 6 | Y | Industrial CHP | PUR | other | FALSE
54291 | All Other | ST | 6 | Y | Industrial CHP | PUR | other | FALSE
54291 | All Other | ST | 6 | Y | Industrial CHP | PUR | other | FALSE
54294 | Petroleum Liquids | IC | 0.6 | N | Commercial Non-CHP | DFO | petroleum | FALSE
54294 | Petroleum Liquids | IC | 0.6 | N | Commercial Non-CHP | DFO | petroleum | FALSE
54294 | Petroleum Liquids | IC | 0.6 | N | Commercial Non-CHP | DFO | petroleum | FALSE
54294 | Petroleum Liquids | IC | 0.6 | N | Commercial Non-CHP | DFO | petroleum | FALSE
54296 | Natural Gas Internal Combustion Engine | IC | 0.6 | Y | Commercial CHP | NG | natural gas peaker | FALSE
54296 | Natural Gas Internal Combustion Engine | IC | 0.6 | Y | Commercial CHP | NG | natural gas peaker | FALSE
54296 | Natural Gas Internal Combustion Engine | IC | 1 | Y | Commercial CHP | NG | natural gas peaker | FALSE
54298 | Onshore Wind Turbine | WT | 7.5 | N | IPP Non-CHP | WND | onshore wind | TRUE
54299 | Onshore Wind Turbine | WT | 3 | N | IPP Non-CHP | WND | onshore wind | TRUE
54300 | Onshore Wind Turbine | WT | 4.5 | N | IPP Non-CHP | WND | onshore wind | TRUE
54300 | Onshore Wind Turbine | WT | 0.1 | N | IPP Non-CHP | WND | onshore wind | TRUE
54301 | Conventional Hydroelectric | HY | 1.4 | N | IPP Non-CHP | WAT | hydro | TRUE
54301 | Conventional Hydroelectric | HY | 1.4 | N | IPP Non-CHP | WAT | hydro | TRUE
54302 | Conventional Hydroelectric | HY | 1.6 | N | IPP Non-CHP | WAT | hydro | TRUE
54302 | Conventional Hydroelectric | HY | 1.6 | N | IPP Non-CHP | WAT | hydro | TRUE
54304 | Conventional Steam Coal | ST | 239.8 | N | IPP Non-CHP | BIT | hard coal | TRUE
54305 | Petroleum Liquids | IC | 2.2 | Y | Industrial CHP | DFO | petroleum | FALSE
54305 | Petroleum Liquids | IC | 2.2 | Y | Industrial CHP | DFO | petroleum | FALSE
54305 | Petroleum Liquids | IC | 2.2 | Y | Industrial CHP | DFO | petroleum | FALSE
54306 | Conventional Hydroelectric | HY | 4.2 | N | IPP Non-CHP | WAT | hydro | TRUE
54306 | Conventional Hydroelectric | HY | 4.2 | N | IPP Non-CHP | WAT | hydro | TRUE
54308 | Conventional Hydroelectric | HY | 1.2 | N | IPP Non-CHP | WAT | hydro | TRUE
54316 | Natural Gas Fired Combustion Turbine | GT | 15 | Y | Industrial CHP | NG | natural gas peaker | FALSE
54316 | Natural Gas Fired Combustion Turbine | GT | 15 | Y | Industrial CHP | NG | natural gas peaker | FALSE
54316 | Natural Gas Fired Combustion Turbine | GT | 15 | Y | Industrial CHP | NG | natural gas peaker | FALSE
54318 | Conventional Steam Coal | ST | 15 | Y | Industrial CHP | BIT | hard coal | FALSE
54318 | Conventional Steam Coal | ST | 15 | Y | Industrial CHP | BIT | hard coal | FALSE
54321 | Natural Gas Fired Combustion Turbine | GT | 4 | Y | Industrial CHP | NG | natural gas peaker | FALSE
54321 | Natural Gas Steam Turbine | ST | 13 | Y | Industrial CHP | NG | natural gas peaker | FALSE
54321 | Natural Gas Fired Combustion Turbine | GT | 4 | Y | Industrial CHP | NG | natural gas peaker | FALSE
54321 | Natural Gas Fired Combustion Turbine | GT | 4 | Y | Industrial CHP | NG | natural gas peaker | FALSE
54321 | Natural Gas Fired Combustion Turbine | GT | 4 | Y | Industrial CHP | NG | natural gas peaker | FALSE
54322 | Conventional Hydroelectric | HY | 0.6 | N | Industrial Non-CHP | WAT | hydro | FALSE
54322 | Conventional Hydroelectric | HY | 0.7 | N | Industrial Non-CHP | WAT | hydro | FALSE
54322 | Conventional Hydroelectric | HY | 0.8 | N | Industrial Non-CHP | WAT | hydro | FALSE
54323 | Petroleum Liquids | IC | 1.5 | N | Commercial Non-CHP | DFO | petroleum | FALSE
54323 | Petroleum Liquids | IC | 2 | N | Commercial Non-CHP | DFO | petroleum | FALSE
54323 | Petroleum Liquids | IC | 2 | N | Commercial Non-CHP | DFO | petroleum | FALSE
54323 | Petroleum Liquids | IC | 2 | N | Commercial Non-CHP | DFO | petroleum | FALSE
54323 | Petroleum Liquids | IC | 2 | N | Commercial Non-CHP | DFO | petroleum | FALSE
54323 | Petroleum Liquids | IC | 2 | N | Commercial Non-CHP | DFO | petroleum | FALSE
54323 | Petroleum Liquids | IC | 1.3 | N | Commercial Non-CHP | DFO | petroleum | FALSE
54324 | Natural Gas Fired Combined Cycle | CT | 71.2 | N | IPP Non-CHP | NG | natural gas nonpeaker | TRUE
54324 | Natural Gas Fired Combined Cycle | CT | 71.2 | N | IPP Non-CHP | NG | natural gas nonpeaker | TRUE
54324 | Natural Gas Fired Combined Cycle | CA | 76.2 | N | IPP Non-CHP | NG | natural gas nonpeaker | TRUE
54327 | Landfill Gas | IC | 1.7 | N | IPP Non-CHP | LFG | biomass | TRUE
54327 | Landfill Gas | IC | 1.7 | N | IPP Non-CHP | LFG | biomass | TRUE
54330 | Natural Gas Fired Combustion Turbine | GT | 3.7 | Y | Industrial CHP | NG | natural gas peaker | FALSE
54333 | Natural Gas Fired Combined Cycle | CT | 4.3 | Y | Commercial CHP | NG | natural gas nonpeaker | FALSE
54333 | Natural Gas Fired Combined Cycle | CA | 0.5 | Y | Commercial CHP | NG | natural gas nonpeaker | FALSE
54335 | Conventional Steam Coal | ST | 2.5 | Y | Industrial CHP | BIT | hard coal | FALSE
54337 | Natural Gas Internal Combustion Engine | IC | 0.8 | Y | IPP CHP | NG | natural gas peaker | FALSE
54337 | Natural Gas Internal Combustion Engine | IC | 0.8 | Y | IPP CHP | NG | natural gas peaker | FALSE
54338 | Other Waste Biomass | ST | 2.5 | Y | Industrial CHP | AB | biomass | FALSE
54338 | Other Waste Biomass | ST | 2.5 | Y | Industrial CHP | AB | biomass | FALSE
54338 | Other Waste Biomass | ST | 2.5 | Y | Industrial CHP | AB | biomass | FALSE
54338 | Other Waste Biomass | ST | 10 | Y | Industrial CHP | AB | biomass | FALSE
54338 | Petroleum Liquids | IC | 1.4 | N | Industrial CHP | DFO | petroleum | FALSE
54340 | Conventional Hydroelectric | HY | 2.8 | N | IPP Non-CHP | WAT | hydro | TRUE
54340 | Conventional Hydroelectric | HY | 1.2 | N | IPP Non-CHP | WAT | hydro | TRUE
54341 | Conventional Hydroelectric | HY | 0.6 | N | IPP Non-CHP | WAT | hydro | TRUE
54341 | Conventional Hydroelectric | HY | 0.6 | N | IPP Non-CHP | WAT | hydro | TRUE
54341 | Conventional Hydroelectric | HY | 0.6 | N | IPP Non-CHP | WAT | hydro | TRUE
54341 | Conventional Hydroelectric | HY | 0.2 | N | IPP Non-CHP | WAT | hydro | TRUE
54342 | Conventional Hydroelectric | HY | 0.4 | N | IPP Non-CHP | WAT | hydro | TRUE
54342 | Conventional Hydroelectric | HY | 0.4 | N | IPP Non-CHP | WAT | hydro | TRUE
54342 | Conventional Hydroelectric | HY | 0.4 | N | IPP Non-CHP | WAT | hydro | TRUE
54343 | Conventional Hydroelectric | HY | 20 | N | IPP Non-CHP | WAT | hydro | TRUE
54347 | Other Waste Biomass | IC | 0.5 | N | Commercial Non-CHP | OBG | biomass | FALSE
54347 | Other Waste Biomass | IC | 0.5 | N | Commercial Non-CHP | OBG | biomass | FALSE
54347 | Other Waste Biomass | IC | 0.5 | N | Commercial Non-CHP | OBG | biomass | FALSE
54347 | Other Waste Biomass | IC | 0.5 | N | Commercial Non-CHP | OBG | biomass | FALSE
54347 | Other Waste Biomass | IC | 0.5 | N | Commercial Non-CHP | OBG | biomass | FALSE
54349 | Natural Gas Fired Combined Cycle | CT | 21.7 | Y | IPP CHP | NG | natural gas nonpeaker | FALSE
54349 | Natural Gas Fired Combined Cycle | CT | 21.7 | Y | IPP CHP | NG | natural gas nonpeaker | FALSE
54349 | Natural Gas Fired Combined Cycle | CT | 21.7 | Y | IPP CHP | NG | natural gas nonpeaker | FALSE
54349 | Natural Gas Fired Combined Cycle | CA | 28 | Y | IPP CHP | NG | natural gas nonpeaker | FALSE
54350 | Natural Gas Fired Combined Cycle | CT | 21.7 | Y | IPP CHP | NG | natural gas nonpeaker | FALSE
54350 | Natural Gas Fired Combined Cycle | CT | 21.7 | Y | IPP CHP | NG | natural gas nonpeaker | FALSE
54350 | Natural Gas Fired Combined Cycle | CT | 21.7 | Y | IPP CHP | NG | natural gas nonpeaker | FALSE
54350 | Natural Gas Fired Combined Cycle | CA | 24 | Y | IPP CHP | NG | natural gas nonpeaker | FALSE
54355 | Conventional Hydroelectric | HY | 2.5 | N | Electric Utility | WAT | hydro | TRUE
54355 | Conventional Hydroelectric | HY | 2.5 | N | Electric Utility | WAT | hydro | TRUE
54355 | Conventional Hydroelectric | HY | 2.5 | N | Electric Utility | WAT | hydro | TRUE
54358 | Wood/Wood Waste Biomass | ST | 25.3 | Y | Industrial CHP | BLQ | biomass | FALSE
54358 | Wood/Wood Waste Biomass | ST | 36.5 | Y | Industrial CHP | BLQ | biomass | FALSE
54358 | Wood/Wood Waste Biomass | ST | 17.5 | Y | Industrial CHP | BLQ | biomass | FALSE
54360 | Petroleum Liquids | IC | 0.7 | N | Industrial Non-CHP | DFO | petroleum | FALSE
54360 | Petroleum Liquids | IC | 2 | N | Industrial Non-CHP | DFO | petroleum | FALSE
54360 | Petroleum Liquids | IC | 2 | N | Industrial Non-CHP | DFO | petroleum | FALSE
54363 | Petroleum Liquids | IC | 0.6 | N | Industrial Non-CHP | DFO | petroleum | FALSE
54363 | Petroleum Liquids | IC | 0.6 | N | Industrial Non-CHP | DFO | petroleum | FALSE
54363 | Petroleum Liquids | IC | 0.8 | N | Industrial Non-CHP | DFO | petroleum | FALSE
54363 | Petroleum Liquids | IC | 0.8 | N | Industrial Non-CHP | DFO | petroleum | FALSE
54364 | Petroleum Liquids | IC | 2 | N | Industrial Non-CHP | DFO | petroleum | FALSE
54364 | Petroleum Liquids | IC | 0.9 | N | Industrial Non-CHP | DFO | petroleum | FALSE
54364 | Petroleum Liquids | IC | 2 | N | Industrial Non-CHP | DFO | petroleum | FALSE
54364 | Petroleum Liquids | IC | 1.1 | N | Industrial Non-CHP | DFO | petroleum | FALSE
54365 | Natural Gas Fired Combined Cycle | CT | 43 | Y | IPP CHP | NG | natural gas nonpeaker | FALSE
54365 | Natural Gas Fired Combined Cycle | CT | 43 | Y | IPP CHP | NG | natural gas nonpeaker | FALSE
54365 | Natural Gas Fired Combined Cycle | CA | 24.6 | Y | IPP CHP | NG | natural gas nonpeaker | FALSE
54371 | Natural Gas Fired Combustion Turbine | GT | 40 | Y | IPP CHP | NG | natural gas peaker | FALSE
54372 | Natural Gas Fired Combined Cycle | CT | 15 | Y | Commercial CHP | NG | natural gas nonpeaker | FALSE
54372 | Natural Gas Fired Combined Cycle | CT | 15 | Y | Commercial CHP | NG | natural gas nonpeaker | FALSE
54372 | Natural Gas Fired Combined Cycle | CA | 1 | Y | Commercial CHP | NG | natural gas nonpeaker | FALSE
54374 | Natural Gas Internal Combustion Engine | IC | 1.3 | N | Industrial CHP | NG | natural gas peaker | FALSE
54374 | Natural Gas Internal Combustion Engine | IC | 1.3 | N | Industrial CHP | NG | natural gas peaker | FALSE
54374 | Natural Gas Internal Combustion Engine | IC | 1.3 | N | Industrial CHP | NG | natural gas peaker | FALSE
54374 | Other Gases | ST | 0.4 | Y | Industrial CHP | OG | other | FALSE
54374 | Other Gases | ST | 1.3 | Y | Industrial CHP | OG | other | FALSE
54374 | Petroleum Liquids | IC | 1.1 | N | Industrial CHP | DFO | petroleum | FALSE
54384 | Conventional Hydroelectric | HY | 1 | N | IPP Non-CHP | WAT | hydro | TRUE
54385 | Conventional Hydroelectric | HY | 0.8 | N | IPP Non-CHP | WAT | hydro | TRUE
54385 | Conventional Hydroelectric | HY | 1.4 | N | IPP Non-CHP | WAT | hydro | TRUE
54386 | Conventional Hydroelectric | HY | 2.4 | N | IPP Non-CHP | WAT | hydro | TRUE
54387 | Conventional Hydroelectric | HY | 4.2 | N | IPP Non-CHP | WAT | hydro | TRUE
54391 | Conventional Hydroelectric | HY | 1.5 | N | IPP Non-CHP | WAT | hydro | TRUE
54391 | Conventional Hydroelectric | HY | 0.7 | N | IPP Non-CHP | WAT | hydro | TRUE
54392 | Landfill Gas | IC | 0.8 | N | IPP Non-CHP | LFG | biomass | TRUE
54392 | Landfill Gas | IC | 0.8 | N | IPP Non-CHP | LFG | biomass | TRUE
54394 | Conventional Hydroelectric | HY | 2.2 | N | IPP Non-CHP | WAT | hydro | TRUE
54395 | Conventional Hydroelectric | HY | 1.7 | N | IPP Non-CHP | WAT | hydro | TRUE
54395 | Conventional Hydroelectric | HY | 1.7 | N | IPP Non-CHP | WAT | hydro | TRUE
54406 | Petroleum Liquids | IC | 1 | N | Commercial Non-CHP | DFO | petroleum | FALSE
54406 | Petroleum Liquids | IC | 1 | N | Commercial Non-CHP | DFO | petroleum | FALSE
54407 | Natural Gas Steam Turbine | ST | 0.2 | Y | Commercial CHP | NG | natural gas peaker | FALSE
54407 | Natural Gas Steam Turbine | ST | 0.5 | Y | Commercial CHP | NG | natural gas peaker | FALSE
54407 | Petroleum Liquids | IC | 0.8 | N | Commercial CHP | DFO | petroleum | FALSE
54407 | Petroleum Liquids | IC | 1.5 | N | Commercial CHP | DFO | petroleum | FALSE
54408 | Natural Gas Steam Turbine | ST | 5.5 | Y | Commercial CHP | NG | natural gas peaker | FALSE
54408 | Petroleum Liquids | IC | 1.3 | N | Commercial CHP | DFO | petroleum | FALSE
54409 | Petroleum Liquids | ST | 2 | Y | Commercial CHP | RFO | petroleum | FALSE
54409 | Petroleum Liquids | ST | 2 | Y | Commercial CHP | RFO | petroleum | FALSE
54409 | Petroleum Liquids | ST | 3 | Y | Commercial CHP | RFO | petroleum | FALSE
54410 | Natural Gas Fired Combustion Turbine | GT | 20 | Y | Industrial CHP | NG | natural gas peaker | FALSE
54414 | Petroleum Liquids | IC | 1.4 | N | Industrial Non-CHP | DFO | petroleum | FALSE
54414 | Petroleum Liquids | IC | 1.4 | N | Industrial Non-CHP | DFO | petroleum | FALSE
54414 | Petroleum Liquids | IC | 1.4 | N | Industrial Non-CHP | DFO | petroleum | FALSE
54414 | Petroleum Liquids | IC | 1.4 | N | Industrial Non-CHP | DFO | petroleum | FALSE
54414 | Petroleum Liquids | IC | 1.4 | N | Industrial Non-CHP | DFO | petroleum | FALSE
54414 | Petroleum Liquids | IC | 1.4 | N | Industrial Non-CHP | DFO | petroleum | FALSE
54415 | Wood/Wood Waste Biomass | ST | 38 | N | IPP Non-CHP | WDS | biomass | TRUE
54418 | Conventional Hydroelectric | HY | 0.7 | N | IPP Non-CHP | WAT | hydro | TRUE
54418 | Conventional Hydroelectric | HY | 0.7 | N | IPP Non-CHP | WAT | hydro | TRUE
54422 | Petroleum Liquids | IC | 1 | N | Industrial Non-CHP | DFO | petroleum | FALSE
54422 | Petroleum Liquids | IC | 1 | N | Industrial Non-CHP | DFO | petroleum | FALSE
54422 | Petroleum Liquids | IC | 2.2 | N | Industrial Non-CHP | DFO | petroleum | FALSE
54422 | Petroleum Liquids | IC | 2.3 | N | Industrial Non-CHP | DFO | petroleum | FALSE
54422 | Petroleum Liquids | IC | 2.3 | N | Industrial Non-CHP | DFO | petroleum | FALSE
54422 | Petroleum Liquids | IC | 2.2 | N | Industrial Non-CHP | DFO | petroleum | FALSE
54422 | Petroleum Liquids | IC | 2.3 | N | Industrial Non-CHP | DFO | petroleum | FALSE
54422 | Petroleum Liquids | IC | 2.2 | N | Industrial Non-CHP | DFO | petroleum | FALSE
54423 | Natural Gas Fired Combined Cycle | CT | 48.5 | Y | IPP CHP | NG | natural gas nonpeaker | FALSE
54423 | Natural Gas Fired Combined Cycle | CT | 48.5 | Y | IPP CHP | NG | natural gas nonpeaker | FALSE
54423 | Natural Gas Fired Combined Cycle | CA | 24 | Y | IPP CHP | NG | natural gas nonpeaker | FALSE
54424 | Petroleum Liquids | IC | 1.2 | N | IPP CHP | DFO | petroleum | FALSE
54424 | Petroleum Liquids | IC | 1.2 | N | IPP CHP | DFO | petroleum | FALSE
54424 | Natural Gas Fired Combined Cycle | CT | 48.5 | Y | IPP CHP | NG | natural gas nonpeaker | FALSE
54424 | Natural Gas Fired Combined Cycle | CT | 48.5 | Y | IPP CHP | NG | natural gas nonpeaker | FALSE
54424 | Natural Gas Fired Combined Cycle | CA | 24 | Y | IPP CHP | NG | natural gas nonpeaker | FALSE
54426 | Natural Gas Fired Combined Cycle | CT | 76 | Y | IPP CHP | NG | natural gas nonpeaker | FALSE
54426 | Natural Gas Fired Combined Cycle | CA | 37 | Y | IPP CHP | NG | natural gas nonpeaker | FALSE
54427 | Wood/Wood Waste Biomass | ST | 34.4 | Y | Industrial CHP | WDS | biomass | FALSE
54427 | Wood/Wood Waste Biomass | ST | 22.5 | N | Industrial CHP | WDS | biomass | FALSE
54427 | Wood/Wood Waste Biomass | ST | 34.9 | N | Industrial CHP | WDS | biomass | FALSE
54429 | Wood/Wood Waste Biomass | ST | 68.7 | Y | Industrial CHP | BLQ | biomass | FALSE
54447 | Natural Gas Fired Combustion Turbine | GT | 4 | Y | Industrial CHP | NG | natural gas peaker | FALSE
54449 | Natural Gas Fired Combustion Turbine | GT | 2.5 | Y | Industrial CHP | NG | natural gas peaker | FALSE
54449 | Natural Gas Fired Combustion Turbine | GT | 2.5 | Y | Industrial CHP | NG | natural gas peaker | FALSE
54451 | Other Natural Gas | OT | 6 | N | Industrial CHP | NG | other | FALSE
54451 | Other Gases | GT | 45 | Y | Industrial CHP | OG | other | FALSE
54452 | Natural Gas Fired Combustion Turbine | GT | 2.5 | Y | Industrial CHP | NG | natural gas peaker | FALSE
54452 | Natural Gas Fired Combustion Turbine | GT | 2.5 | Y | Industrial CHP | NG | natural gas peaker | FALSE
54452 | Natural Gas Fired Combustion Turbine | GT | 2.5 | Y | Industrial CHP | NG | natural gas peaker | FALSE
54452 | Natural Gas Fired Combustion Turbine | GT | 2.5 | Y | Industrial CHP | NG | natural gas peaker | FALSE
54452 | Natural Gas Fired Combustion Turbine | GT | 2.5 | Y | Industrial CHP | NG | natural gas peaker | FALSE
54453 | Onshore Wind Turbine | WT | 15.5 | N | IPP Non-CHP | WND | onshore wind | TRUE
54454 | Onshore Wind Turbine | WT | 49.5 | N | IPP Non-CHP | WND | onshore wind | TRUE
54457 | Petroleum Liquids | IC | 1 | N | Commercial Non-CHP | DFO | petroleum | FALSE
54457 | Petroleum Liquids | IC | 1 | N | Commercial Non-CHP | DFO | petroleum | FALSE
54457 | Petroleum Liquids | IC | 1 | N | Commercial Non-CHP | DFO | petroleum | FALSE
54457 | Petroleum Liquids | IC | 1 | N | Commercial Non-CHP | DFO | petroleum | FALSE
54457 | Petroleum Liquids | IC | 1 | N | Commercial Non-CHP | DFO | petroleum | FALSE
54457 | Petroleum Liquids | IC | 1.4 | N | Commercial Non-CHP | DFO | petroleum | FALSE
54457 | Petroleum Liquids | IC | 1.4 | N | Commercial Non-CHP | DFO | petroleum | FALSE
54458 | Natural Gas Internal Combustion Engine | IC | 1 | N | Industrial Non-CHP | NG | natural gas peaker | FALSE
54458 | Natural Gas Internal Combustion Engine | IC | 1 | N | Industrial Non-CHP | NG | natural gas peaker | FALSE
54462 | Conventional Hydroelectric | HY | 0.5 | N | Industrial Non-CHP | WAT | hydro | FALSE
54462 | Conventional Hydroelectric | HY | 0.5 | N | Industrial Non-CHP | WAT | hydro | FALSE
54464 | Wood/Wood Waste Biomass | ST | 9 | Y | Industrial CHP | BLQ | biomass | FALSE
54464 | Wood/Wood Waste Biomass | ST | 4.7 | Y | Industrial CHP | BLQ | biomass | FALSE
54464 | Wood/Wood Waste Biomass | ST | 4.7 | Y | Industrial CHP | BLQ | biomass | FALSE
54464 | Wood/Wood Waste Biomass | ST | 21.6 | Y | Industrial CHP | BLQ | biomass | FALSE
54464 | Wood/Wood Waste Biomass | ST | 39.5 | Y | Industrial CHP | WDS | biomass | FALSE
54466 | Natural Gas Fired Combined Cycle | CS | 120 | Y | IPP CHP | NG | natural gas nonpeaker | FALSE
54468 | Wood/Wood Waste Biomass | ST | 10.5 | N | IPP Non-CHP | WDS | biomass | TRUE
54469 | Wood/Wood Waste Biomass | ST | 8.3 | N | IPP Non-CHP | WDS | biomass | TRUE
54469 | Wood/Wood Waste Biomass | ST | 8.3 | N | IPP Non-CHP | WDS | biomass | TRUE
54471 | Conventional Hydroelectric | HY | 0.5 | N | IPP Non-CHP | WAT | hydro | TRUE
54471 | Conventional Hydroelectric | HY | 0.5 | N | IPP Non-CHP | WAT | hydro | TRUE
54471 | Conventional Hydroelectric | HY | 0.5 | N | IPP Non-CHP | WAT | hydro | TRUE
54472 | All Other | ST | 11.5 | Y | Industrial CHP | OTH | other | FALSE
54476 | Natural Gas Fired Combined Cycle | CT | 84.7 | Y | Electric Utility | NG | natural gas nonpeaker | TRUE
54476 | Natural Gas Fired Combined Cycle | CA | 40.8 | Y | Electric Utility | NG | natural gas nonpeaker | TRUE
54477 | Natural Gas Internal Combustion Engine | IC | 1.1 | Y | Industrial CHP | NG | natural gas peaker | FALSE
54477 | Natural Gas Internal Combustion Engine | IC | 1.1 | Y | Industrial CHP | NG | natural gas peaker | FALSE
54477 | Natural Gas Internal Combustion Engine | IC | 1.1 | Y | Industrial CHP | NG | natural gas peaker | FALSE
54477 | Natural Gas Internal Combustion Engine | IC | 1.1 | Y | Industrial CHP | NG | natural gas peaker | FALSE
54477 | Natural Gas Internal Combustion Engine | IC | 1.1 | Y | Industrial CHP | NG | natural gas peaker | FALSE
54477 | Natural Gas Internal Combustion Engine | IC | 1.1 | Y | Industrial CHP | NG | natural gas peaker | FALSE
54477 | Natural Gas Internal Combustion Engine | IC | 1.1 | Y | Industrial CHP | NG | natural gas peaker | FALSE
54512 | Natural Gas Steam Turbine | ST | 3.4 | Y | Industrial CHP | NG | natural gas peaker | FALSE
54512 | Natural Gas Steam Turbine | ST | 2.3 | Y | Industrial CHP | NG | natural gas peaker | FALSE
54512 | Natural Gas Steam Turbine | ST | 2 | Y | Industrial CHP | NG | natural gas peaker | FALSE
54513 | Natural Gas Internal Combustion Engine | IC | 0.7 | N | Industrial Non-CHP | NG | natural gas peaker | FALSE
54513 | Natural Gas Internal Combustion Engine | IC | 0.7 | N | Industrial Non-CHP | NG | natural gas peaker | FALSE
54513 | Natural Gas Internal Combustion Engine | IC | 0.7 | N | Industrial Non-CHP | NG | natural gas peaker | FALSE
54513 | Natural Gas Internal Combustion Engine | IC | 0.8 | N | Industrial Non-CHP | NG | natural gas peaker | FALSE
54514 | Conventional Hydroelectric | HY | 1.3 | N | IPP Non-CHP | WAT | hydro | TRUE
54515 | Petroleum Liquids | IC | 0.7 | Y | Commercial CHP | DFO | petroleum | FALSE
54515 | Petroleum Liquids | IC | 0.7 | Y | Commercial CHP | DFO | petroleum | FALSE
54515 | Petroleum Liquids | IC | 0.7 | Y | Commercial CHP | DFO | petroleum | FALSE
54517 | Wood/Wood Waste Biomass | ST | 6 | Y | Industrial CHP | WDS | biomass | FALSE
54518 | Natural Gas Fired Combustion Turbine | GT | 33 | Y | Industrial CHP | NG | natural gas peaker | FALSE
54518 | Natural Gas Fired Combustion Turbine | GT | 33 | Y | Industrial CHP | NG | natural gas peaker | FALSE
54518 | Natural Gas Steam Turbine | ST | 8 | Y | Industrial CHP | NG | natural gas peaker | FALSE
54518 | Natural Gas Steam Turbine | ST | 8 | Y | Industrial CHP | NG | natural gas peaker | FALSE
54520 | Natural Gas Internal Combustion Engine | IC | 0.9 | N | Commercial Non-CHP | NG | natural gas peaker | FALSE
54520 | Natural Gas Internal Combustion Engine | IC | 0.9 | N | Commercial Non-CHP | NG | natural gas peaker | FALSE
54520 | Other Waste Biomass | GT | 4.2 | N | Commercial Non-CHP | OBG | biomass | FALSE
54520 | Other Waste Biomass | GT | 4.2 | N | Commercial Non-CHP | OBG | biomass | FALSE
54523 | Natural Gas Internal Combustion Engine | IC | 0.8 | N | Industrial Non-CHP | NG | natural gas peaker | FALSE
54523 | Natural Gas Internal Combustion Engine | IC | 0.8 | N | Industrial Non-CHP | NG | natural gas peaker | FALSE
54523 | Natural Gas Internal Combustion Engine | IC | 0.8 | N | Industrial Non-CHP | NG | natural gas peaker | FALSE
54523 | Natural Gas Internal Combustion Engine | IC | 0.8 | N | Industrial Non-CHP | NG | natural gas peaker | FALSE
54523 | Natural Gas Internal Combustion Engine | IC | 0.8 | N | Industrial Non-CHP | NG | natural gas peaker | FALSE
54523 | Natural Gas Internal Combustion Engine | IC | 0.8 | N | Industrial Non-CHP | NG | natural gas peaker | FALSE
54523 | Natural Gas Internal Combustion Engine | IC | 0.8 | N | Industrial Non-CHP | NG | natural gas peaker | FALSE
54523 | Natural Gas Internal Combustion Engine | IC | 0.8 | N | Industrial Non-CHP | NG | natural gas peaker | FALSE
54523 | Natural Gas Internal Combustion Engine | IC | 0.8 | N | Industrial Non-CHP | NG | natural gas peaker | FALSE
54524 | Conventional Hydroelectric | HY | 4.7 | N | IPP Non-CHP | WAT | hydro | TRUE
54524 | Conventional Hydroelectric | HY | 4.7 | N | IPP Non-CHP | WAT | hydro | TRUE
54525 | Conventional Hydroelectric | HY | 0.4 | N | Commercial Non-CHP | WAT | hydro | FALSE
54525 | Conventional Hydroelectric | HY | 0.4 | N | Commercial Non-CHP | WAT | hydro | FALSE
54525 | Conventional Hydroelectric | HY | 0.4 | N | Commercial Non-CHP | WAT | hydro | FALSE
54526 | Wood/Wood Waste Biomass | ST | 19 | Y | IPP CHP | WDS | biomass | FALSE
54529 | Wood/Wood Waste Biomass | ST | 47.1 | N | IPP Non-CHP | WDS | biomass | TRUE
54531 | Natural Gas Fired Combustion Turbine | GT | 2.5 | N | Industrial Non-CHP | NG | natural gas peaker | FALSE
54533 | Natural Gas Steam Turbine | ST | 7.5 | Y | Industrial CHP | NG | natural gas peaker | FALSE
54534 | Natural Gas Internal Combustion Engine | IC | 1.6 | Y | Commercial CHP | NG | natural gas peaker | FALSE
54536 | Landfill Gas | IC | 0.8 | N | IPP Non-CHP | LFG | biomass | TRUE
54536 | Landfill Gas | IC | 0.8 | N | IPP Non-CHP | LFG | biomass | TRUE
54536 | Landfill Gas | IC | 0.8 | N | IPP Non-CHP | LFG | biomass | TRUE
54536 | Landfill Gas | IC | 0.8 | N | IPP Non-CHP | LFG | biomass | TRUE
54536 | Landfill Gas | IC | 0.8 | N | IPP Non-CHP | LFG | biomass | TRUE
54536 | Landfill Gas | IC | 0.8 | N | IPP Non-CHP | LFG | biomass | TRUE
54536 | Landfill Gas | IC | 0.8 | N | IPP Non-CHP | LFG | biomass | TRUE
54536 | Landfill Gas | IC | 0.8 | N | IPP Non-CHP | LFG | biomass | TRUE
54536 | Landfill Gas | IC | 0.8 | N | IPP Non-CHP | LFG | biomass | TRUE
54536 | Landfill Gas | IC | 0.8 | N | IPP Non-CHP | LFG | biomass | TRUE
54536 | Landfill Gas | IC | 0.8 | N | IPP Non-CHP | LFG | biomass | TRUE
54536 | Landfill Gas | IC | 0.8 | N | IPP Non-CHP | LFG | biomass | TRUE
54536 | Landfill Gas | IC | 0.8 | N | IPP Non-CHP | LFG | biomass | TRUE
54536 | Landfill Gas | IC | 0.8 | N | IPP Non-CHP | LFG | biomass | TRUE
54536 | Landfill Gas | IC | 0.8 | N | IPP Non-CHP | LFG | biomass | TRUE
54537 | Natural Gas Fired Combined Cycle | CT | 86 | Y | Electric Utility | NG | natural gas nonpeaker | TRUE
54537 | Natural Gas Fired Combined Cycle | CT | 86 | Y | Electric Utility | NG | natural gas nonpeaker | TRUE
54537 | Natural Gas Fired Combined Cycle | CA | 98 | Y | Electric Utility | NG | natural gas nonpeaker | TRUE
54538 | Natural Gas Fired Combustion Turbine | GT | 149.5 | N | Electric Utility | NG | natural gas peaker | TRUE
54538 | Natural Gas Fired Combustion Turbine | GT | 144.2 | N | Electric Utility | NG | natural gas peaker | TRUE
54539 | Landfill Gas | IC | 0.8 | N | IPP Non-CHP | LFG | biomass | TRUE
54539 | Landfill Gas | IC | 0.8 | N | IPP Non-CHP | LFG | biomass | TRUE
54540 | Natural Gas Internal Combustion Engine | IC | 0.9 | N | Industrial Non-CHP | NG | natural gas peaker | FALSE
54540 | Natural Gas Internal Combustion Engine | IC | 0.9 | N | Industrial Non-CHP | NG | natural gas peaker | FALSE
54540 | Natural Gas Internal Combustion Engine | IC | 0.9 | N | Industrial Non-CHP | NG | natural gas peaker | FALSE
54540 | Natural Gas Internal Combustion Engine | IC | 0.9 | N | Industrial Non-CHP | NG | natural gas peaker | FALSE
54540 | Natural Gas Internal Combustion Engine | IC | 0.9 | N | Industrial Non-CHP | NG | natural gas peaker | FALSE
54540 | Natural Gas Internal Combustion Engine | IC | 0.9 | N | Industrial Non-CHP | NG | natural gas peaker | FALSE
54547 | Natural Gas Fired Combined Cycle | CT | 139.4 | Y | IPP CHP | NG | natural gas nonpeaker | FALSE
54547 | Natural Gas Fired Combined Cycle | CT | 139.4 | Y | IPP CHP | NG | natural gas nonpeaker | FALSE
54547 | Natural Gas Fired Combined Cycle | CT | 139.4 | Y | IPP CHP | NG | natural gas nonpeaker | FALSE
54547 | Natural Gas Fired Combined Cycle | CT | 139.4 | Y | IPP CHP | NG | natural gas nonpeaker | FALSE
54547 | Natural Gas Fired Combined Cycle | CA | 176.6 | Y | IPP CHP | NG | natural gas nonpeaker | FALSE
54547 | Natural Gas Fired Combined Cycle | CA | 176.6 | Y | IPP CHP | NG | natural gas nonpeaker | FALSE
54548 | Conventional Hydroelectric | HY | 3 | N | IPP Non-CHP | WAT | hydro | TRUE
54549 | Landfill Gas | IC | 0.8 | N | IPP Non-CHP | LFG | biomass | TRUE
54549 | Landfill Gas | IC | 0.8 | N | IPP Non-CHP | LFG | biomass | TRUE
54549 | Landfill Gas | IC | 0.8 | N | IPP Non-CHP | LFG | biomass | TRUE
54549 | Landfill Gas | IC | 0.8 | N | IPP Non-CHP | LFG | biomass | TRUE
54549 | Landfill Gas | IC | 1.6 | N | IPP Non-CHP | LFG | biomass | TRUE
54549 | Landfill Gas | IC | 1.6 | N | IPP Non-CHP | LFG | biomass | TRUE
54549 | Landfill Gas | IC | 1.6 | N | IPP Non-CHP | LFG | biomass | TRUE
54550 | Natural Gas Fired Combined Cycle | CA | 0.9 | Y | Industrial CHP | NG | natural gas nonpeaker | FALSE
54550 | Natural Gas Fired Combined Cycle | CT | 3.6 | Y | Industrial CHP | NG | natural gas nonpeaker | FALSE
54550 | Natural Gas Fired Combined Cycle | CT | 3.6 | Y | Industrial CHP | NG | natural gas nonpeaker | FALSE
54550 | Natural Gas Fired Combined Cycle | CT | 3.4 | Y | Industrial CHP | NG | natural gas nonpeaker | FALSE
54554 | Conventional Hydroelectric | HY | 2.5 | N | Electric Utility | WAT | hydro | TRUE
54554 | Conventional Hydroelectric | HY | 2.5 | N | Electric Utility | WAT | hydro | TRUE
54554 | Conventional Hydroelectric | HY | 0.5 | N | Electric Utility | WAT | hydro | TRUE
54555 | Conventional Hydroelectric | HY | 126.5 | N | Electric Utility | WAT | hydro | TRUE
54555 | Conventional Hydroelectric | HY | 126.5 | N | Electric Utility | WAT | hydro | TRUE
54556 | Natural Gas Fired Combustion Turbine | GT | 4.4 | N | Industrial CHP | NG | natural gas peaker | FALSE
54556 | Natural Gas Fired Combustion Turbine | GT | 4.4 | N | Industrial CHP | NG | natural gas peaker | FALSE
54556 | Conventional Steam Coal | ST | 21.1 | Y | Industrial CHP | BIT | hard coal | FALSE
54556 | Conventional Steam Coal | ST | 21.1 | Y | Industrial CHP | BIT | hard coal | FALSE
54558 | Conventional Hydroelectric | HY | 3.8 | N | IPP Non-CHP | WAT | hydro | TRUE
54558 | Conventional Hydroelectric | HY | 3.8 | N | IPP Non-CHP | WAT | hydro | TRUE
54561 | Natural Gas Fired Combined Cycle | CT | 23 | Y | IPP CHP | NG | natural gas nonpeaker | FALSE
54561 | Natural Gas Fired Combined Cycle | CA | 3 | Y | IPP CHP | NG | natural gas nonpeaker | FALSE
54562 | Wood/Wood Waste Biomass | ST | 10 | Y | Industrial CHP | BLQ | biomass | FALSE
54562 | Wood/Wood Waste Biomass | ST | 22 | Y | Industrial CHP | BLQ | biomass | FALSE
54562 | Wood/Wood Waste Biomass | ST | 25 | Y | Industrial CHP | BLQ | biomass | FALSE
54564 | Natural Gas Fired Combustion Turbine | GT | 3.4 | Y | Industrial CHP | NG | natural gas peaker | FALSE
54566 | Petroleum Liquids | IC | 0.5 | N | Industrial Non-CHP | DFO | petroleum | FALSE
54566 | Petroleum Liquids | IC | 0.3 | N | Industrial Non-CHP | DFO | petroleum | FALSE
54566 | Petroleum Liquids | IC | 0.5 | N | Industrial Non-CHP | DFO | petroleum | FALSE
54567 | Landfill Gas | IC | 0.5 | N | IPP Non-CHP | LFG | biomass | TRUE
54567 | Landfill Gas | IC | 0.5 | N | IPP Non-CHP | LFG | biomass | TRUE
54567 | Landfill Gas | IC | 0.5 | N | IPP Non-CHP | LFG | biomass | TRUE
54567 | Landfill Gas | IC | 0.6 | N | IPP Non-CHP | LFG | biomass | TRUE
54567 | Landfill Gas | IC | 0.4 | N | IPP Non-CHP | LFG | biomass | TRUE
54569 | Other Waste Biomass | IC | 0.3 | Y | Commercial CHP | OBG | biomass | FALSE
54569 | Other Waste Biomass | IC | 0.3 | Y | Commercial CHP | OBG | biomass | FALSE
54569 | Other Waste Biomass | IC | 0.3 | Y | Commercial CHP | OBG | biomass | FALSE
54569 | Petroleum Liquids | IC | 1.5 | N | Commercial CHP | DFO | petroleum | FALSE
54569 | Petroleum Liquids | IC | 1.5 | N | Commercial CHP | DFO | petroleum | FALSE
54569 | Petroleum Liquids | IC | 1.5 | N | Commercial CHP | DFO | petroleum | FALSE
54569 | Petroleum Liquids | IC | 1.5 | N | Commercial CHP | DFO | petroleum | FALSE
54569 | Solar Photovoltaic | PV | 0.2 | N | Commercial CHP | SUN | solar PV | FALSE
54572 | Conventional Hydroelectric | HY | 0.3 | N | IPP Non-CHP | WAT | hydro | TRUE
54572 | Conventional Hydroelectric | HY | 0.3 | N | IPP Non-CHP | WAT | hydro | TRUE
54572 | Conventional Hydroelectric | HY | 0.3 | N | IPP Non-CHP | WAT | hydro | TRUE
54572 | Conventional Hydroelectric | HY | 0.3 | N | IPP Non-CHP | WAT | hydro | TRUE
54573 | Conventional Hydroelectric | HY | 1 | N | IPP Non-CHP | WAT | hydro | TRUE
54573 | Conventional Hydroelectric | HY | 1 | N | IPP Non-CHP | WAT | hydro | TRUE
54574 | Natural Gas Fired Combined Cycle | CT | 80.2 | N | IPP Non-CHP | NG | natural gas nonpeaker | TRUE
54574 | Natural Gas Fired Combined Cycle | CT | 79.7 | N | IPP Non-CHP | NG | natural gas nonpeaker | TRUE
54574 | Natural Gas Fired Combined Cycle | CA | 86.4 | N | IPP Non-CHP | NG | natural gas nonpeaker | TRUE
54578 | Natural Gas Fired Combined Cycle | CS | 10.4 | Y | IPP CHP | NG | natural gas nonpeaker | FALSE
54579 | Natural Gas Fired Combined Cycle | CS | 10.4 | Y | IPP CHP | NG | natural gas nonpeaker | FALSE
54580 | Conventional Hydroelectric | HY | 2.5 | N | IPP Non-CHP | WAT | hydro | TRUE
54580 | Conventional Hydroelectric | HY | 2.5 | N | IPP Non-CHP | WAT | hydro | TRUE
54580 | Conventional Hydroelectric | HY | 2.4 | N | IPP Non-CHP | WAT | hydro | TRUE
54580 | Conventional Hydroelectric | HY | 1.1 | N | IPP Non-CHP | WAT | hydro | TRUE
54580 | Conventional Hydroelectric | HY | 1.1 | N | IPP Non-CHP | WAT | hydro | TRUE
54580 | Conventional Hydroelectric | HY | 25 | N | IPP Non-CHP | WAT | hydro | TRUE
54580 | Conventional Hydroelectric | HY | 25 | N | IPP Non-CHP | WAT | hydro | TRUE
54586 | Natural Gas Fired Combined Cycle | CT | 58 | N | IPP Non-CHP | NG | natural gas nonpeaker | TRUE
54586 | Natural Gas Fired Combined Cycle | CA | 17 | N | IPP Non-CHP | NG | natural gas nonpeaker | TRUE
54592 | Natural Gas Fired Combined Cycle | CT | 46 | N | IPP Non-CHP | NG | natural gas nonpeaker | TRUE
54592 | Natural Gas Fired Combined Cycle | CA | 35 | N | IPP Non-CHP | NG | natural gas nonpeaker | TRUE
54592 | Petroleum Liquids | IC | 2 | N | IPP Non-CHP | DFO | petroleum | TRUE
54593 | Natural Gas Fired Combined Cycle | CT | 34.3 | N | IPP Non-CHP | NG | natural gas nonpeaker | TRUE
54593 | Natural Gas Fired Combined Cycle | CA | 14.5 | N | IPP Non-CHP | NG | natural gas nonpeaker | TRUE
54593 | Petroleum Liquids | IC | 1 | N | IPP Non-CHP | DFO | petroleum | TRUE
54594 | Petroleum Liquids | IC | 1.5 | N | Commercial Non-CHP | DFO | petroleum | FALSE
54594 | Natural Gas Internal Combustion Engine | IC | 1.6 | N | Commercial Non-CHP | NG | natural gas peaker | FALSE
54604 | Petroleum Liquids | IC | 1 | N | Commercial CHP | DFO | petroleum | FALSE
54604 | Petroleum Liquids | IC | 1.5 | N | Commercial CHP | DFO | petroleum | FALSE
54604 | Petroleum Liquids | IC | 2.3 | N | Commercial CHP | DFO | petroleum | FALSE
54604 | Petroleum Liquids | IC | 2.3 | N | Commercial CHP | DFO | petroleum | FALSE
54604 | Natural Gas Fired Combustion Turbine | GT | 2.8 | Y | Commercial CHP | NG | natural gas peaker | FALSE
54604 | Petroleum Liquids | IC | 2.3 | N | Commercial CHP | DFO | petroleum | FALSE
54605 | Natural Gas Fired Combustion Turbine | GT | 28 | Y | Industrial CHP | NG | natural gas peaker | FALSE
54606 | Natural Gas Internal Combustion Engine | IC | 3.3 | Y | Commercial CHP | NG | natural gas peaker | FALSE
54607 | Natural Gas Internal Combustion Engine | IC | 3.5 | Y | Commercial CHP | NG | natural gas peaker | FALSE
54618 | Wood/Wood Waste Biomass | ST | 6.6 | Y | Industrial CHP | WDS | biomass | FALSE
54618 | Wood/Wood Waste Biomass | ST | 0.4 | Y | Industrial CHP | WDS | biomass | FALSE
54620 | Wood/Wood Waste Biomass | ST | 16 | N | IPP Non-CHP | WDS | biomass | TRUE
54623 | Other Waste Biomass | IC | 1.2 | Y | Commercial CHP | OBG | biomass | FALSE
54623 | Other Waste Biomass | IC | 1.2 | Y | Commercial CHP | OBG | biomass | FALSE
54623 | Other Waste Biomass | IC | 1.2 | N | Commercial CHP | OBG | biomass | FALSE
54623 | Other Waste Biomass | IC | 1.2 | N | Commercial CHP | OBG | biomass | FALSE
54624 | Other Waste Biomass | IC | 2 | Y | Commercial CHP | OBG | biomass | FALSE
54624 | Other Waste Biomass | IC | 2 | Y | Commercial CHP | OBG | biomass | FALSE
54624 | Other Waste Biomass | IC | 2 | Y | Commercial CHP | OBG | biomass | FALSE
54624 | Other Waste Biomass | IC | 2 | Y | Commercial CHP | OBG | biomass | FALSE
54625 | Municipal Solid Waste | ST | 28 | N | Commercial Non-CHP | MSW | biomass | FALSE
54626 | Wood/Wood Waste Biomass | ST | 42.4 | Y | IPP CHP | WDS | biomass | FALSE
54627 | Other Waste Biomass | ST | 74.9 | Y | IPP CHP | AB | biomass | FALSE
54627 | Other Waste Biomass | ST | 30 | Y | IPP CHP | AB | biomass | FALSE
54628 | Natural Gas Fired Combustion Turbine | GT | 2.6 | Y | Industrial CHP | NG | natural gas peaker | FALSE
54628 | Natural Gas Fired Combustion Turbine | GT | 2.6 | Y | Industrial CHP | NG | natural gas peaker | FALSE
54628 | Natural Gas Fired Combustion Turbine | GT | 3.2 | Y | Industrial CHP | NG | natural gas peaker | FALSE
54628 | Natural Gas Fired Combustion Turbine | GT | 3.2 | Y | Industrial CHP | NG | natural gas peaker | FALSE
54628 | Natural Gas Fired Combustion Turbine | GT | 3.2 | Y | Industrial CHP | NG | natural gas peaker | FALSE
54630 | Petroleum Liquids | IC | 1.2 | N | Industrial CHP | DFO | petroleum | FALSE
54630 | Petroleum Liquids | IC | 1.2 | N | Industrial CHP | DFO | petroleum | FALSE
54630 | Natural Gas Fired Combustion Turbine | GT | 2.6 | Y | Industrial CHP | NG | natural gas peaker | FALSE
54630 | Natural Gas Fired Combustion Turbine | GT | 2.6 | Y | Industrial CHP | NG | natural gas peaker | FALSE
54634 | Conventional Steam Coal | ST | 86.4 | Y | IPP CHP | WC | hard coal | FALSE
54637 | Natural Gas Fired Combustion Turbine | GT | 30.5 | Y | Industrial CHP | NG | natural gas peaker | FALSE
54637 | Natural Gas Fired Combustion Turbine | GT | 30.5 | Y | Industrial CHP | NG | natural gas peaker | FALSE
54638 | Wood/Wood Waste Biomass | ST | 49 | Y | Industrial CHP | BLQ | biomass | FALSE
54639 | Conventional Hydroelectric | HY | 2.4 | N | IPP Non-CHP | WAT | hydro | TRUE
54639 | Conventional Hydroelectric | HY | 2.4 | N | IPP Non-CHP | WAT | hydro | TRUE
54639 | Conventional Hydroelectric | HY | 3.1 | N | IPP Non-CHP | WAT | hydro | TRUE
54639 | Conventional Hydroelectric | HY | 1.2 | N | IPP Non-CHP | WAT | hydro | TRUE
54639 | Conventional Hydroelectric | HY | 1.2 | N | IPP Non-CHP | WAT | hydro | TRUE
54639 | Conventional Hydroelectric | HY | 1.2 | N | IPP Non-CHP | WAT | hydro | TRUE
54639 | Conventional Hydroelectric | HY | 1.2 | N | IPP Non-CHP | WAT | hydro | TRUE
54639 | Conventional Hydroelectric | HY | 3.8 | N | IPP Non-CHP | WAT | hydro | TRUE
54639 | Conventional Hydroelectric | HY | 4.1 | N | IPP Non-CHP | WAT | hydro | TRUE
54639 | Conventional Hydroelectric | HY | 0.9 | N | IPP Non-CHP | WAT | hydro | TRUE
54639 | Conventional Hydroelectric | HY | 0.9 | N | IPP Non-CHP | WAT | hydro | TRUE
54639 | Conventional Hydroelectric | HY | 1.8 | N | IPP Non-CHP | WAT | hydro | TRUE
54639 | Conventional Hydroelectric | HY | 0.8 | N | IPP Non-CHP | WAT | hydro | TRUE
54639 | Conventional Hydroelectric | HY | 0.8 | N | IPP Non-CHP | WAT | hydro | TRUE
54639 | Conventional Hydroelectric | HY | 0.8 | N | IPP Non-CHP | WAT | hydro | TRUE
54639 | Conventional Hydroelectric | HY | 0.8 | N | IPP Non-CHP | WAT | hydro | TRUE
54639 | Conventional Hydroelectric | HY | 0.6 | N | IPP Non-CHP | WAT | hydro | TRUE
54639 | Conventional Hydroelectric | HY | 0.6 | N | IPP Non-CHP | WAT | hydro | TRUE
54639 | Conventional Hydroelectric | HY | 0.6 | N | IPP Non-CHP | WAT | hydro | TRUE
54639 | Conventional Hydroelectric | HY | 0.5 | N | IPP Non-CHP | WAT | hydro | TRUE
54639 | Conventional Hydroelectric | HY | 0.7 | N | IPP Non-CHP | WAT | hydro | TRUE
54640 | Natural Gas Fired Combined Cycle | CT | 77.2 | N | IPP Non-CHP | NG | natural gas nonpeaker | TRUE
54640 | Natural Gas Fired Combined Cycle | CT | 76.2 | N | IPP Non-CHP | NG | natural gas nonpeaker | TRUE
54640 | Natural Gas Fired Combined Cycle | CA | 79.7 | N | IPP Non-CHP | NG | natural gas nonpeaker | TRUE
54646 | Petroleum Liquids | CT | 85 | Y | IPP CHP | RFO | petroleum | FALSE
54646 | Petroleum Liquids | CT | 85 | Y | IPP CHP | RFO | petroleum | FALSE
54646 | Petroleum Liquids | CA | 50 | Y | IPP CHP | RFO | petroleum | FALSE
54647 | Onshore Wind Turbine | WT | 28.7 | N | IPP Non-CHP | WND | onshore wind | TRUE
54650 | Onshore Wind Turbine | WT | 9.1 | N | IPP Non-CHP | WND | onshore wind | TRUE
54650 | Onshore Wind Turbine | WT | 9.6 | N | IPP Non-CHP | WND | onshore wind | TRUE
54653 | Conventional Hydroelectric | HY | 1.1 | N | IPP Non-CHP | WAT | hydro | TRUE
54654 | Conventional Hydroelectric | HY | 4.9 | N | IPP Non-CHP | WAT | hydro | TRUE
54655 | Conventional Hydroelectric | HY | 1.5 | N | IPP Non-CHP | WAT | hydro | TRUE
54655 | Conventional Hydroelectric | HY | 1.5 | N | IPP Non-CHP | WAT | hydro | TRUE
54655 | Conventional Hydroelectric | HY | 1.5 | N | IPP Non-CHP | WAT | hydro | TRUE
54656 | Wood/Wood Waste Biomass | ST | 7.8 | Y | Industrial CHP | BLQ | biomass | FALSE
54656 | Wood/Wood Waste Biomass | ST | 8.3 | Y | Industrial CHP | BLQ | biomass | FALSE
54656 | Wood/Wood Waste Biomass | ST | 44.5 | Y | Industrial CHP | BLQ | biomass | FALSE
54659 | Landfill Gas | IC | 0.8 | N | IPP Non-CHP | LFG | biomass | TRUE
54659 | Landfill Gas | IC | 0.8 | N | IPP Non-CHP | LFG | biomass | TRUE
54661 | Landfill Gas | IC | 0.8 | N | IPP Non-CHP | LFG | biomass | TRUE
54661 | Landfill Gas | IC | 0.8 | N | IPP Non-CHP | LFG | biomass | TRUE
54661 | Landfill Gas | IC | 0.8 | N | IPP Non-CHP | LFG | biomass | TRUE
54661 | Landfill Gas | IC | 0.8 | N | IPP Non-CHP | LFG | biomass | TRUE
54661 | Landfill Gas | IC | 0.8 | N | IPP Non-CHP | LFG | biomass | TRUE
54661 | Landfill Gas | IC | 0.8 | N | IPP Non-CHP | LFG | biomass | TRUE
54661 | Landfill Gas | IC | 0.8 | N | IPP Non-CHP | LFG | biomass | TRUE
54661 | Landfill Gas | IC | 0.8 | N | IPP Non-CHP | LFG | biomass | TRUE
54661 | Landfill Gas | IC | 0.8 | N | IPP Non-CHP | LFG | biomass | TRUE
54661 | Landfill Gas | IC | 0.8 | N | IPP Non-CHP | LFG | biomass | TRUE
54661 | Landfill Gas | IC | 0.8 | N | IPP Non-CHP | LFG | biomass | TRUE
54662 | Landfill Gas | IC | 0.8 | N | IPP Non-CHP | LFG | biomass | TRUE
54662 | Landfill Gas | IC | 0.8 | N | IPP Non-CHP | LFG | biomass | TRUE
54662 | Landfill Gas | IC | 1.6 | N | IPP Non-CHP | LFG | biomass | TRUE
54662 | Landfill Gas | IC | 1.6 | N | IPP Non-CHP | LFG | biomass | TRUE
54663 | Landfill Gas | IC | 0.8 | N | IPP Non-CHP | LFG | biomass | TRUE
54663 | Landfill Gas | IC | 0.8 | N | IPP Non-CHP | LFG | biomass | TRUE
54663 | Landfill Gas | IC | 0.8 | N | IPP Non-CHP | LFG | biomass | TRUE
54663 | Landfill Gas | IC | 0.8 | N | IPP Non-CHP | LFG | biomass | TRUE
54663 | Landfill Gas | GT | 2.9 | N | IPP Non-CHP | LFG | biomass | TRUE
54663 | Landfill Gas | GT | 2.9 | N | IPP Non-CHP | LFG | biomass | TRUE
54665 | Geothermal | BT | 5.4 | N | IPP Non-CHP | GEO | geothermal | TRUE
54665 | Geothermal | BT | 5.4 | N | IPP Non-CHP | GEO | geothermal | TRUE
54666 | Geothermal | BT | 5.4 | N | IPP Non-CHP | GEO | geothermal | TRUE
54666 | Geothermal | BT | 5.4 | N | IPP Non-CHP | GEO | geothermal | TRUE
54667 | Natural Gas Fired Combined Cycle | CA | 15.4 | N | Industrial Non-CHP | NG | natural gas nonpeaker | FALSE
54667 | Natural Gas Fired Combined Cycle | CT | 35 | N | Industrial Non-CHP | NG | natural gas nonpeaker | FALSE
54668 | Conventional Hydroelectric | HY | 4.5 | N | IPP Non-CHP | WAT | hydro | TRUE
54668 | Conventional Hydroelectric | HY | 4.5 | N | IPP Non-CHP | WAT | hydro | TRUE
54674 | Conventional Hydroelectric | HY | 0.2 | N | IPP Non-CHP | WAT | hydro | TRUE
54674 | Conventional Hydroelectric | HY | 0.2 | N | IPP Non-CHP | WAT | hydro | TRUE
54674 | Conventional Hydroelectric | HY | 0.2 | N | IPP Non-CHP | WAT | hydro | TRUE
54675 | Petroleum Liquids | IC | 2 | N | Commercial Non-CHP | DFO | petroleum | FALSE
54675 | Petroleum Liquids | IC | 1.3 | N | Commercial Non-CHP | DFO | petroleum | FALSE
54675 | Conventional Hydroelectric | HY | 0.5 | N | Commercial Non-CHP | WAT | hydro | FALSE
54675 | Conventional Hydroelectric | HY | 0.5 | N | Commercial Non-CHP | WAT | hydro | FALSE
54676 | Natural Gas Fired Combined Cycle | CT | 73 | Y | IPP CHP | NG | natural gas nonpeaker | FALSE
54676 | Natural Gas Fired Combined Cycle | CT | 73 | Y | IPP CHP | NG | natural gas nonpeaker | FALSE
54676 | Natural Gas Fired Combined Cycle | CT | 73 | Y | IPP CHP | NG | natural gas nonpeaker | FALSE
54676 | Natural Gas Fired Combined Cycle | CA | 160 | Y | IPP CHP | NG | natural gas nonpeaker | FALSE
54677 | All Other | ST | 23 | Y | Industrial CHP | WH | other | FALSE
54677 | All Other | ST | 23 | Y | Industrial CHP | WH | other | FALSE
54678 | Conventional Hydroelectric | HY | 24 | N | IPP Non-CHP | WAT | hydro | TRUE
54678 | Conventional Hydroelectric | HY | 24 | N | IPP Non-CHP | WAT | hydro | TRUE
54678 | Conventional Hydroelectric | HY | 24 | N | IPP Non-CHP | WAT | hydro | TRUE
54678 | Conventional Hydroelectric | HY | 24 | N | IPP Non-CHP | WAT | hydro | TRUE
54678 | Conventional Hydroelectric | HY | 24 | N | IPP Non-CHP | WAT | hydro | TRUE
54678 | Conventional Hydroelectric | HY | 24 | N | IPP Non-CHP | WAT | hydro | TRUE
54678 | Conventional Hydroelectric | HY | 24 | N | IPP Non-CHP | WAT | hydro | TRUE
54678 | Conventional Hydroelectric | HY | 24 | N | IPP Non-CHP | WAT | hydro | TRUE
54679 | Conventional Hydroelectric | HY | 3.5 | N | IPP Non-CHP | WAT | hydro | TRUE
54680 | Conventional Hydroelectric | HY | 3 | N | IPP Non-CHP | WAT | hydro | TRUE
54681 | Onshore Wind Turbine | WT | 7.3 | N | IPP Non-CHP | WND | onshore wind | TRUE
54682 | Onshore Wind Turbine | WT | 5.4 | N | IPP Non-CHP | WND | onshore wind | TRUE
54685 | Onshore Wind Turbine | WT | 11.6 | N | IPP Non-CHP | WND | onshore wind | TRUE
54686 | Onshore Wind Turbine | WT | 25.3 | N | IPP Non-CHP | WND | onshore wind | TRUE
54688 | Conventional Hydroelectric | HY | 1.1 | N | IPP Non-CHP | WAT | hydro | TRUE
54689 | Geothermal | ST | 38 | N | IPP Non-CHP | GEO | geothermal | TRUE
54689 | Geothermal | BT | 5 | N | IPP Non-CHP | GEO | geothermal | TRUE
54689 | Geothermal | BT | 2.5 | N | IPP Non-CHP | GEO | geothermal | TRUE
54690 | Conventional Steam Coal | ST | 2.2 | Y | Industrial CHP | BIT | hard coal | FALSE
54690 | Conventional Steam Coal | ST | 0.5 | Y | Industrial CHP | BIT | hard coal | FALSE
54690 | Conventional Steam Coal | ST | 6 | Y | Industrial CHP | BIT | hard coal | FALSE
54691 | Conventional Hydroelectric | HY | 0.5 | N | IPP Non-CHP | WAT | hydro | TRUE
54691 | Conventional Hydroelectric | HY | 0.5 | N | IPP Non-CHP | WAT | hydro | TRUE
54693 | Natural Gas Fired Combined Cycle | CT | 46.2 | N | IPP Non-CHP | NG | natural gas nonpeaker | TRUE
54693 | Natural Gas Fired Combined Cycle | CT |  | N | IPP Non-CHP | NG | natural gas nonpeaker | TRUE
54693 | Natural Gas Fired Combined Cycle | CT |  | N | IPP Non-CHP | NG | natural gas nonpeaker | TRUE
54693 | Natural Gas Fired Combined Cycle | CT |  | N | IPP Non-CHP | NG | natural gas nonpeaker | TRUE
54693 | Natural Gas Fired Combined Cycle | CA |  | N | IPP Non-CHP | NG | natural gas nonpeaker | TRUE
54693 | Natural Gas Fired Combined Cycle | CA |  | N | IPP Non-CHP | NG | natural gas nonpeaker | TRUE
54694 | Natural Gas Fired Combined Cycle | CT | 35.1 | Y | IPP CHP | NG | natural gas nonpeaker | FALSE
54694 | Natural Gas Fired Combined Cycle | CA | 17.1 | Y | IPP CHP | NG | natural gas nonpeaker | FALSE
54700 | Landfill Gas | IC | 0.8 | N | IPP Non-CHP | LFG | biomass | TRUE
54700 | Landfill Gas | IC | 1.6 | N | IPP Non-CHP | LFG | biomass | TRUE
54700 | Landfill Gas | IC | 1.6 | N | IPP Non-CHP | LFG | biomass | TRUE
54700 | Landfill Gas | IC | 1.6 | N | IPP Non-CHP | LFG | biomass | TRUE
54700 | Landfill Gas | IC | 0.8 | N | IPP Non-CHP | LFG | biomass | TRUE
54700 | Landfill Gas | IC | 0.8 | N | IPP Non-CHP | LFG | biomass | TRUE
54700 | Landfill Gas | IC | 0.8 | N | IPP Non-CHP | LFG | biomass | TRUE
54700 | Landfill Gas | IC | 0.8 | N | IPP Non-CHP | LFG | biomass | TRUE
54700 | Landfill Gas | IC | 0.8 | N | IPP Non-CHP | LFG | biomass | TRUE
54700 | Landfill Gas | IC | 0.8 | N | IPP Non-CHP | LFG | biomass | TRUE
54700 | Landfill Gas | IC | 0.8 | N | IPP Non-CHP | LFG | biomass | TRUE
54705 | Natural Gas Internal Combustion Engine | IC | 0.8 | N | Industrial Non-CHP | NG | natural gas peaker | FALSE
54705 | Natural Gas Internal Combustion Engine | IC | 0.8 | N | Industrial Non-CHP | NG | natural gas peaker | FALSE
54705 | Natural Gas Internal Combustion Engine | IC | 0.7 | N | Industrial Non-CHP | NG | natural gas peaker | FALSE
54705 | Natural Gas Internal Combustion Engine | IC | 0.5 | N | Industrial Non-CHP | NG | natural gas peaker | FALSE
54707 | Natural Gas Fired Combustion Turbine | GT | 4.1 | Y | Commercial CHP | NG | natural gas peaker | FALSE
54710 | Petroleum Liquids | IC | 1.5 | N | IPP Non-CHP | DFO | petroleum | TRUE
54710 | Petroleum Liquids | IC | 1.6 | N | IPP Non-CHP | DFO | petroleum | TRUE
54712 | Petroleum Liquids | IC | 1 | N | IPP Non-CHP | DFO | petroleum | TRUE
54712 | Petroleum Liquids | IC | 1.1 | N | IPP Non-CHP | DFO | petroleum | TRUE
54714 | Petroleum Liquids | IC | 1 | N | IPP Non-CHP | DFO | petroleum | TRUE
54714 | Petroleum Liquids | IC | 1 | N | IPP Non-CHP | DFO | petroleum | TRUE
54714 | Petroleum Liquids | IC | 1.1 | N | IPP Non-CHP | DFO | petroleum | TRUE
54715 | Petroleum Liquids | IC | 1.6 | N | IPP Non-CHP | DFO | petroleum | TRUE
54715 | Petroleum Liquids | IC | 1.6 | N | IPP Non-CHP | DFO | petroleum | TRUE
54715 | Petroleum Liquids | IC | 1.6 | N | IPP Non-CHP | DFO | petroleum | TRUE
54715 | Petroleum Liquids | IC | 1.6 | N | IPP Non-CHP | DFO | petroleum | TRUE
54715 | Petroleum Liquids | IC | 1.6 | N | IPP Non-CHP | DFO | petroleum | TRUE
54715 | Petroleum Liquids | IC | 1.6 | N | IPP Non-CHP | DFO | petroleum | TRUE
54715 | Petroleum Liquids | IC | 1.8 | N | IPP Non-CHP | DFO | petroleum | TRUE
54716 | Petroleum Liquids | IC | 1.5 | N | IPP Non-CHP | DFO | petroleum | TRUE
54716 | Petroleum Liquids | IC | 1.5 | N | IPP Non-CHP | DFO | petroleum | TRUE
54716 | Petroleum Liquids | IC | 1.1 | N | IPP Non-CHP | DFO | petroleum | TRUE
54716 | Petroleum Liquids | IC | 1.5 | N | IPP Non-CHP | DFO | petroleum | TRUE
54717 | Petroleum Liquids | IC | 1.6 | N | IPP Non-CHP | DFO | petroleum | TRUE
54717 | Petroleum Liquids | IC | 1.6 | N | IPP Non-CHP | DFO | petroleum | TRUE
54717 | Petroleum Liquids | IC | 1.6 | N | IPP Non-CHP | DFO | petroleum | TRUE
54717 | Petroleum Liquids | IC | 1.6 | N | IPP Non-CHP | DFO | petroleum | TRUE
54717 | Petroleum Liquids | IC | 1.6 | N | IPP Non-CHP | DFO | petroleum | TRUE
54717 | Petroleum Liquids | IC | 1.6 | N | IPP Non-CHP | DFO | petroleum | TRUE
54717 | Petroleum Liquids | IC | 1.6 | N | IPP Non-CHP | DFO | petroleum | TRUE
54717 | Petroleum Liquids | IC | 1.6 | N | IPP Non-CHP | DFO | petroleum | TRUE
54717 | Petroleum Liquids | IC | 1.6 | N | IPP Non-CHP | DFO | petroleum | TRUE
54717 | Petroleum Liquids | IC | 1.6 | N | IPP Non-CHP | DFO | petroleum | TRUE
54718 | Petroleum Liquids | IC | 1.6 | N | IPP Non-CHP | DFO | petroleum | TRUE
54719 | Petroleum Liquids | IC | 1.8 | N | IPP Non-CHP | DFO | petroleum | TRUE
54719 | Petroleum Liquids | IC | 1.8 | N | IPP Non-CHP | DFO | petroleum | TRUE
54719 | Petroleum Liquids | IC | 2 | N | IPP Non-CHP | DFO | petroleum | TRUE
54720 | Petroleum Liquids | IC | 1.5 | N | IPP Non-CHP | DFO | petroleum | TRUE
54720 | Petroleum Liquids | IC | 1 | N | IPP Non-CHP | DFO | petroleum | TRUE
54720 | Petroleum Liquids | IC | 1.1 | N | IPP Non-CHP | DFO | petroleum | TRUE
54721 | Conventional Hydroelectric | HY | 18.5 | N | IPP Non-CHP | WAT | hydro | TRUE
54723 | Landfill Gas | IC | 0.8 | N | IPP Non-CHP | LFG | biomass | TRUE
54723 | Landfill Gas | IC | 0.8 | N | IPP Non-CHP | LFG | biomass | TRUE
54723 | Landfill Gas | IC | 0.8 | N | IPP Non-CHP | LFG | biomass | TRUE
54723 | Landfill Gas | IC | 0.8 | N | IPP Non-CHP | LFG | biomass | TRUE
54724 | Geothermal | ST | 11.5 | N | IPP Non-CHP | GEO | geothermal | TRUE
54724 | Geothermal | ST | 8.5 | N | IPP Non-CHP | GEO | geothermal | TRUE
54729 | Conventional Hydroelectric | HY | 2 | N | IPP Non-CHP | WAT | hydro | TRUE
54730 | Natural Gas Fired Combustion Turbine | GT | 1.4 | N | Industrial Non-CHP | NG | natural gas peaker | FALSE
54731 | Petroleum Liquids | IC | 1 | N | Commercial Non-CHP | DFO | petroleum | FALSE
54731 | Petroleum Liquids | IC | 0.5 | N | Commercial Non-CHP | DFO | petroleum | FALSE
54731 | Petroleum Liquids | IC | 0.5 | N | Commercial Non-CHP | DFO | petroleum | FALSE
54731 | Petroleum Liquids | IC | 0.3 | N | Commercial Non-CHP | DFO | petroleum | FALSE
54731 | Petroleum Liquids | IC | 1 | N | Commercial Non-CHP | DFO | petroleum | FALSE
54731 | Petroleum Liquids | IC | 1 | N | Commercial Non-CHP | DFO | petroleum | FALSE
54734 | Petroleum Liquids | IC | 2.9 | N | Industrial Non-CHP | DFO | petroleum | FALSE
54734 | Petroleum Liquids | IC | 2.9 | N | Industrial Non-CHP | DFO | petroleum | FALSE
54734 | Petroleum Liquids | IC | 2.9 | N | Industrial Non-CHP | DFO | petroleum | FALSE
54734 | Petroleum Liquids | IC | 2.9 | N | Industrial Non-CHP | DFO | petroleum | FALSE
54734 | Petroleum Liquids | IC | 2.9 | N | Industrial Non-CHP | DFO | petroleum | FALSE
54734 | Petroleum Liquids | IC | 2.9 | N | Industrial Non-CHP | DFO | petroleum | FALSE
54734 | Petroleum Liquids | IC | 2.9 | N | Industrial Non-CHP | DFO | petroleum | FALSE
54734 | Petroleum Liquids | IC | 2.9 | N | Industrial Non-CHP | DFO | petroleum | FALSE
54734 | Petroleum Liquids | IC | 2.9 | N | Industrial Non-CHP | DFO | petroleum | FALSE
54734 | Petroleum Liquids | IC | 2.9 | N | Industrial Non-CHP | DFO | petroleum | FALSE
54734 | Petroleum Liquids | IC | 2.9 | N | Industrial Non-CHP | DFO | petroleum | FALSE
54734 | Petroleum Liquids | IC | 2.9 | N | Industrial Non-CHP | DFO | petroleum | FALSE
54734 | Petroleum Liquids | IC | 2.9 | N | Industrial Non-CHP | DFO | petroleum | FALSE
54734 | Petroleum Liquids | IC | 2.9 | N | Industrial Non-CHP | DFO | petroleum | FALSE
54734 | Petroleum Liquids | IC | 2.9 | N | Industrial Non-CHP | DFO | petroleum | FALSE
54735 | Petroleum Liquids | IC | 1.8 | N | IPP Non-CHP | DFO | petroleum | TRUE
54735 | Petroleum Liquids | IC | 1.1 | N | IPP Non-CHP | DFO | petroleum | TRUE
54744 | All Other | ST | 0.7 | N | Commercial Non-CHP | WH | other | FALSE
54744 | All Other | ST | 0.7 | N | Commercial Non-CHP | WH | other | FALSE
54746 | Municipal Solid Waste | ST | 46 | N | IPP Non-CHP | MSW | biomass | TRUE
54748 | Natural Gas Fired Combustion Turbine | GT | 32 | Y | Industrial CHP | NG | natural gas peaker | FALSE
54749 | Natural Gas Fired Combined Cycle | CT | 40 | Y | IPP CHP | NG | natural gas nonpeaker | FALSE
54749 | Natural Gas Fired Combined Cycle | CA | 9.4 | Y | IPP CHP | NG | natural gas nonpeaker | FALSE
54750 | Onshore Wind Turbine | WT | 6.5 | N | IPP Non-CHP | WND | onshore wind | TRUE
54751 | Wood/Wood Waste Biomass | ST | 35 | N | IPP Non-CHP | WDS | biomass | TRUE
54752 | Wood/Wood Waste Biomass | ST | 40 | Y | Industrial CHP | WDS | biomass | FALSE
54752 | Wood/Wood Waste Biomass | ST | 34.8 | Y | Industrial CHP | BLQ | biomass | FALSE
54753 | Conventional Hydroelectric | HY | 2.3 | N | IPP Non-CHP | WAT | hydro | TRUE
54755 | Conventional Steam Coal | ST | 44 | Y | IPP CHP | BIT | hard coal | FALSE
54756 | Landfill Gas | IC | 0.8 | N | IPP Non-CHP | LFG | biomass | TRUE
54756 | Landfill Gas | IC | 0.8 | N | IPP Non-CHP | LFG | biomass | TRUE
54756 | Landfill Gas | IC | 0.8 | N | IPP Non-CHP | LFG | biomass | TRUE
54756 | Landfill Gas | IC | 0.8 | N | IPP Non-CHP | LFG | biomass | TRUE
54756 | Landfill Gas | IC | 0.8 | N | IPP Non-CHP | LFG | biomass | TRUE
54756 | Landfill Gas | IC | 0.8 | N | IPP Non-CHP | LFG | biomass | TRUE
54756 | Landfill Gas | IC | 1.6 | N | IPP Non-CHP | LFG | biomass | TRUE
54757 | Landfill Gas | IC | 0.8 | N | IPP Non-CHP | LFG | biomass | TRUE
54757 | Landfill Gas | IC | 0.8 | N | IPP Non-CHP | LFG | biomass | TRUE
54757 | Landfill Gas | IC | 0.8 | N | IPP Non-CHP | LFG | biomass | TRUE
54757 | Landfill Gas | IC | 0.8 | N | IPP Non-CHP | LFG | biomass | TRUE
54757 | Landfill Gas | IC | 0.8 | N | IPP Non-CHP | LFG | biomass | TRUE
54757 | Landfill Gas | IC | 1.6 | N | IPP Non-CHP | LFG | biomass | TRUE
54757 | Landfill Gas | IC | 1.6 | N | IPP Non-CHP | LFG | biomass | TRUE
54757 | Landfill Gas | IC | 0.6 | N | IPP Non-CHP | LFG | biomass | TRUE
54758 | Municipal Solid Waste | ST | 14 | N | IPP Non-CHP | MSW | biomass | TRUE
54761 | Natural Gas Fired Combined Cycle | CA | 80 | Y | IPP CHP | NG | natural gas nonpeaker | FALSE
54761 | Natural Gas Fired Combined Cycle | CT | 152 | Y | IPP CHP | NG | natural gas nonpeaker | FALSE
54761 | Natural Gas Fired Combined Cycle | CA | 80 | Y | IPP CHP | NG | natural gas nonpeaker | FALSE
54761 | Natural Gas Fired Combined Cycle | CT | 152 | Y | IPP CHP | NG | natural gas nonpeaker | FALSE
54763 | Wood/Wood Waste Biomass | ST | 8.6 | Y | Industrial CHP | BLQ | biomass | FALSE
54763 | Wood/Wood Waste Biomass | ST | 35 | N | Industrial CHP | BLQ | biomass | FALSE
54766 | Petroleum Liquids | IC | 0.3 | N | IPP Non-CHP | WO | petroleum | TRUE
54766 | Petroleum Liquids | IC | 0.3 | N | IPP Non-CHP | WO | petroleum | TRUE
54766 | Petroleum Liquids | IC | 0.3 | N | IPP Non-CHP | WO | petroleum | TRUE
54766 | Petroleum Liquids | IC | 0.3 | N | IPP Non-CHP | WO | petroleum | TRUE
54766 | Petroleum Liquids | IC | 0.3 | N | IPP Non-CHP | WO | petroleum | TRUE
54766 | Petroleum Liquids | IC | 0.3 | N | IPP Non-CHP | WO | petroleum | TRUE
54766 | Petroleum Liquids | IC | 0.3 | N | IPP Non-CHP | WO | petroleum | TRUE
54766 | Petroleum Liquids | IC | 0.3 | N | IPP Non-CHP | WO | petroleum | TRUE
54766 | Petroleum Liquids | IC | 0.3 | N | IPP Non-CHP | WO | petroleum | TRUE
54766 | Petroleum Liquids | IC | 0.3 | N | IPP Non-CHP | WO | petroleum | TRUE
54766 | Petroleum Liquids | IC | 0.3 | N | IPP Non-CHP | WO | petroleum | TRUE
54766 | Petroleum Liquids | IC | 0.3 | N | IPP Non-CHP | WO | petroleum | TRUE
54766 | Petroleum Liquids | IC | 0.3 | N | IPP Non-CHP | WO | petroleum | TRUE
54766 | Petroleum Liquids | IC | 0.3 | N | IPP Non-CHP | WO | petroleum | TRUE
54766 | Petroleum Liquids | IC | 0.3 | N | IPP Non-CHP | WO | petroleum | TRUE
54766 | Petroleum Liquids | IC | 0.3 | N | IPP Non-CHP | WO | petroleum | TRUE
54766 | Petroleum Liquids | IC | 0.3 | N | IPP Non-CHP | WO | petroleum | TRUE
54766 | Petroleum Liquids | IC | 0.3 | N | IPP Non-CHP | WO | petroleum | TRUE
54766 | Petroleum Liquids | IC | 0.3 | N | IPP Non-CHP | WO | petroleum | TRUE
54766 | Petroleum Liquids | IC | 0.3 | N | IPP Non-CHP | WO | petroleum | TRUE
54766 | Petroleum Liquids | IC | 0.3 | N | IPP Non-CHP | WO | petroleum | TRUE
54766 | Petroleum Liquids | IC | 0.3 | N | IPP Non-CHP | WO | petroleum | TRUE
54766 | Petroleum Liquids | IC | 0.3 | N | IPP Non-CHP | WO | petroleum | TRUE
54766 | Petroleum Liquids | IC | 0.3 | N | IPP Non-CHP | WO | petroleum | TRUE
54766 | Petroleum Liquids | IC | 0.3 | N | IPP Non-CHP | WO | petroleum | TRUE
54766 | Petroleum Liquids | IC | 0.3 | N | IPP Non-CHP | WO | petroleum | TRUE
54766 | Petroleum Liquids | IC | 0.3 | N | IPP Non-CHP | WO | petroleum | TRUE
54766 | Petroleum Liquids | IC | 0.3 | N | IPP Non-CHP | WO | petroleum | TRUE
54766 | Petroleum Liquids | IC | 0.3 | N | IPP Non-CHP | WO | petroleum | TRUE
54766 | Petroleum Liquids | IC | 0.3 | N | IPP Non-CHP | WO | petroleum | TRUE
54766 | Petroleum Liquids | IC | 0.3 | N | IPP Non-CHP | WO | petroleum | TRUE
54766 | Petroleum Liquids | IC | 0.3 | N | IPP Non-CHP | WO | petroleum | TRUE
54766 | Petroleum Liquids | IC | 0.3 | N | IPP Non-CHP | WO | petroleum | TRUE
54766 | Petroleum Liquids | IC | 0.3 | N | IPP Non-CHP | WO | petroleum | TRUE
54768 | Natural Gas Fired Combustion Turbine | GT | 46 | Y | IPP CHP | NG | natural gas peaker | FALSE
54769 | Natural Gas Internal Combustion Engine | IC | 0.8 | Y | Commercial CHP | NG | natural gas peaker | FALSE
54769 | Natural Gas Internal Combustion Engine | IC | 0.8 | Y | Commercial CHP | NG | natural gas peaker | FALSE
54772 | Conventional Hydroelectric | HY | 6.9 | N | IPP Non-CHP | WAT | hydro | TRUE
54772 | Conventional Hydroelectric | HY | 6.9 | N | IPP Non-CHP | WAT | hydro | TRUE
54775 | Petroleum Liquids | IC | 1.7 | N | Commercial CHP | DFO | petroleum | FALSE
54775 | Conventional Steam Coal | ST | 3 | Y | Commercial CHP | BIT | hard coal | FALSE
54775 | Natural Gas Internal Combustion Engine | IC | 2 | N | Commercial CHP | NG | natural gas peaker | FALSE
54775 | Conventional Steam Coal | ST | 3 | Y | Commercial CHP | BIT | hard coal | FALSE
54775 | Conventional Steam Coal | ST | 15 | Y | Commercial CHP | BIT | hard coal | FALSE
54775 | Natural Gas Internal Combustion Engine | IC | 2 | N | Commercial CHP | NG | natural gas peaker | FALSE
54775 | Natural Gas Internal Combustion Engine | IC | 2 | N | Commercial CHP | NG | natural gas peaker | FALSE
54775 | Natural Gas Internal Combustion Engine | IC | 2 | N | Commercial CHP | NG | natural gas peaker | FALSE
54779 | Natural Gas Steam Turbine | ST | 1.6 | Y | Commercial CHP | NG | natural gas peaker | FALSE
54779 | Natural Gas Steam Turbine | ST | 1.6 | Y | Commercial CHP | NG | natural gas peaker | FALSE
54779 | Natural Gas Steam Turbine | ST | 5.2 | N | Commercial CHP | NG | natural gas peaker | FALSE
54780 | Natural Gas Steam Turbine | ST | 3 | Y | Commercial CHP | NG | natural gas peaker | FALSE
54780 | Natural Gas Steam Turbine | ST | 12.5 | Y | Commercial CHP | NG | natural gas peaker | FALSE
54780 | Natural Gas Steam Turbine | ST | 12.5 | Y | Commercial CHP | NG | natural gas peaker | FALSE
54780 | Natural Gas Steam Turbine | ST | 7 | Y | Commercial CHP | NG | natural gas peaker | FALSE
54780 | Natural Gas Steam Turbine | ST | 3 | Y | Commercial CHP | NG | natural gas peaker | FALSE
54780 | Natural Gas Steam Turbine | ST | 3 | Y | Commercial CHP | NG | natural gas peaker | FALSE
54780 | Natural Gas Steam Turbine | ST | 3 | Y | Commercial CHP | NG | natural gas peaker | FALSE
54780 | Natural Gas Steam Turbine | ST | 7.5 | Y | Commercial CHP | NG | natural gas peaker | FALSE
54780 | Natural Gas Steam Turbine | ST | 7.5 | Y | Commercial CHP | NG | natural gas peaker | FALSE
54780 | Natural Gas Fired Combustion Turbine | GT | 11 | Y | Commercial CHP | NG | natural gas peaker | FALSE
54780 | Natural Gas Fired Combustion Turbine | GT | 11 | Y | Commercial CHP | NG | natural gas peaker | FALSE
54781 | Landfill Gas | IC | 0.7 | N | IPP Non-CHP | LFG | biomass | TRUE
54781 | Landfill Gas | IC | 0.7 | N | IPP Non-CHP | LFG | biomass | TRUE
54781 | Landfill Gas | IC | 0.7 | N | IPP Non-CHP | LFG | biomass | TRUE
54781 | Landfill Gas | IC | 0.7 | N | IPP Non-CHP | LFG | biomass | TRUE
54782 | Landfill Gas | IC | 0.8 | N | IPP Non-CHP | LFG | biomass | TRUE
54782 | Landfill Gas | IC | 0.8 | N | IPP Non-CHP | LFG | biomass | TRUE
54782 | Landfill Gas | IC | 0.8 | N | IPP Non-CHP | LFG | biomass | TRUE
54782 | Landfill Gas | IC | 0.8 | N | IPP Non-CHP | LFG | biomass | TRUE
54782 | Landfill Gas | IC | 0.8 | N | IPP Non-CHP | LFG | biomass | TRUE
54782 | Landfill Gas | IC | 1.6 | N | IPP Non-CHP | LFG | biomass | TRUE
54782 | Landfill Gas | IC | 1.6 | N | IPP Non-CHP | LFG | biomass | TRUE
54782 | Landfill Gas | IC | 1.6 | N | IPP Non-CHP | LFG | biomass | TRUE
54782 | Landfill Gas | IC | 1.6 | N | IPP Non-CHP | LFG | biomass | TRUE
54782 | Landfill Gas | IC | 0.8 | N | IPP Non-CHP | LFG | biomass | TRUE
54782 | Landfill Gas | IC | 0.8 | N | IPP Non-CHP | LFG | biomass | TRUE
54782 | Landfill Gas | IC | 0.8 | N | IPP Non-CHP | LFG | biomass | TRUE
54782 | Landfill Gas | IC | 0.8 | N | IPP Non-CHP | LFG | biomass | TRUE
54782 | Landfill Gas | IC | 0.8 | N | IPP Non-CHP | LFG | biomass | TRUE
54782 | Landfill Gas | IC | 0.8 | N | IPP Non-CHP | LFG | biomass | TRUE
54782 | Landfill Gas | IC | 0.8 | N | IPP Non-CHP | LFG | biomass | TRUE
54782 | Landfill Gas | IC | 0.8 | N | IPP Non-CHP | LFG | biomass | TRUE
54782 | Landfill Gas | IC | 0.8 | N | IPP Non-CHP | LFG | biomass | TRUE
54785 | Natural Gas Fired Combined Cycle | CA | 57 | Y | IPP CHP | NG | natural gas nonpeaker | FALSE
54785 | Natural Gas Fired Combined Cycle | CT | 113 | Y | IPP CHP | NG | natural gas nonpeaker | FALSE
54788 | Natural Gas Internal Combustion Engine | IC | 0.8 | N | Commercial Non-CHP | NG | natural gas peaker | FALSE
54788 | Natural Gas Internal Combustion Engine | IC | 0.8 | N | Commercial Non-CHP | NG | natural gas peaker | FALSE
54788 | Natural Gas Internal Combustion Engine | IC | 0.8 | N | Commercial Non-CHP | NG | natural gas peaker | FALSE
54789 | Wood/Wood Waste Biomass | ST | 12.2 | Y | Industrial CHP | BLQ | biomass | FALSE
54789 | Wood/Wood Waste Biomass | ST | 12.4 | Y | Industrial CHP | BLQ | biomass | FALSE
54789 | Wood/Wood Waste Biomass | ST | 13.6 | Y | Industrial CHP | BLQ | biomass | FALSE
54790 | Natural Gas Fired Combustion Turbine | GT | 3.8 | Y | Industrial CHP | NG | natural gas peaker | FALSE
54793 | Onshore Wind Turbine | WT | 0.7 | N | IPP Non-CHP | WND | onshore wind | TRUE
54793 | Onshore Wind Turbine | WT | 0.7 | N | IPP Non-CHP | WND | onshore wind | TRUE
54793 | Onshore Wind Turbine | WT | 108 | N | IPP Non-CHP | WND | onshore wind | TRUE
54794 | Onshore Wind Turbine | WT | 21.9 | N | IPP Non-CHP | WND | onshore wind | TRUE
54795 | Natural Gas Steam Turbine | ST | 5 | Y | Industrial CHP | NG | natural gas peaker | FALSE
54795 | Natural Gas Steam Turbine | ST | 2.5 | Y | Industrial CHP | NG | natural gas peaker | FALSE
54795 | Natural Gas Steam Turbine | ST | 10 | Y | Industrial CHP | NG | natural gas peaker | FALSE
54800 | Natural Gas Fired Combustion Turbine | GT | 2.7 | Y | Commercial CHP | NG | natural gas peaker | FALSE
54800 | Natural Gas Fired Combustion Turbine | GT | 2.7 | Y | Commercial CHP | NG | natural gas peaker | FALSE
54801 | Conventional Hydroelectric | HY | 0.8 | N | Commercial Non-CHP | WAT | hydro | FALSE
54801 | Conventional Hydroelectric | HY | 0.3 | N | Commercial Non-CHP | WAT | hydro | FALSE
54801 | Conventional Hydroelectric | HY | 0.1 | N | Commercial Non-CHP | WAT | hydro | FALSE
54802 | Wood/Wood Waste Biomass | ST | 32 | Y | Industrial CHP | BLQ | biomass | FALSE
54802 | Wood/Wood Waste Biomass | ST | 55.5 | Y | Industrial CHP | BLQ | biomass | FALSE
54802 | Natural Gas Fired Combustion Turbine | GT | 21 | Y | Industrial CHP | NG | natural gas peaker | FALSE
54803 | Petroleum Liquids | IC | 1.2 | Y | Commercial CHP | DFO | petroleum | FALSE
54803 | Petroleum Liquids | IC | 1.6 | N | Commercial CHP | DFO | petroleum | FALSE
54805 | Natural Gas Fired Combined Cycle | CT | 107.9 | N | IPP Non-CHP | NG | natural gas nonpeaker | TRUE
54805 | Natural Gas Fired Combined Cycle | CA | 40.1 | N | IPP Non-CHP | NG | natural gas nonpeaker | TRUE
54808 | Petroleum Liquids | IC | 0.6 | Y | Commercial CHP | DFO | petroleum | FALSE
54808 | Petroleum Liquids | IC | 0.6 | Y | Commercial CHP | DFO | petroleum | FALSE
54808 | Petroleum Liquids | IC | 0.6 | Y | Commercial CHP | DFO | petroleum | FALSE
54808 | Petroleum Liquids | IC | 0.6 | Y | Commercial CHP | DFO | petroleum | FALSE
54808 | Petroleum Liquids | IC | 0.6 | Y | Commercial CHP | DFO | petroleum | FALSE
54808 | Petroleum Liquids | IC | 0.6 | Y | Commercial CHP | DFO | petroleum | FALSE
54808 | Petroleum Liquids | IC | 0.6 | Y | Commercial CHP | DFO | petroleum | FALSE
54808 | Natural Gas Fired Combined Cycle | CT | 5.5 | N | Commercial CHP | NG | natural gas nonpeaker | FALSE
54808 | Natural Gas Fired Combined Cycle | CT | 5.5 | N | Commercial CHP | NG | natural gas nonpeaker | FALSE
54808 | Natural Gas Fired Combined Cycle | CA | 1.8 | Y | Commercial CHP | NG | natural gas nonpeaker | FALSE
54809 | Petroleum Liquids | IC | 2 | N | Commercial CHP | DFO | petroleum | FALSE
54809 | Petroleum Liquids | IC | 2 | N | Commercial CHP | DFO | petroleum | FALSE
54809 | Petroleum Liquids | IC | 2 | N | Commercial CHP | DFO | petroleum | FALSE
54809 | Petroleum Liquids | IC | 2 | N | Commercial CHP | DFO | petroleum | FALSE
54809 | Petroleum Liquids | IC | 2 | N | Commercial CHP | DFO | petroleum | FALSE
54809 | Natural Gas Steam Turbine | ST | 1 | Y | Commercial CHP | NG | natural gas peaker | FALSE
54812 | Conventional Hydroelectric | HY | 0.7 | N | IPP Non-CHP | WAT | hydro | TRUE
54812 | Conventional Hydroelectric | HY | 0.7 | N | IPP Non-CHP | WAT | hydro | TRUE
54813 | Petroleum Liquids | IC | 0.6 | N | IPP Non-CHP | DFO | petroleum | TRUE
54813 | Petroleum Liquids | IC | 0.6 | N | IPP Non-CHP | DFO | petroleum | TRUE
54813 | Petroleum Liquids | IC | 0.2 | N | IPP Non-CHP | DFO | petroleum | TRUE
54813 | Petroleum Liquids | IC | 0.3 | N | IPP Non-CHP | DFO | petroleum | TRUE
54813 | Petroleum Liquids | IC | 0.6 | N | IPP Non-CHP | DFO | petroleum | TRUE
54813 | Petroleum Liquids | IC | 0.6 | N | IPP Non-CHP | DFO | petroleum | TRUE
54814 | Natural Gas Fired Combustion Turbine | GT | 30.4 | Y | IPP CHP | NG | natural gas peaker | FALSE
54814 | Natural Gas Fired Combustion Turbine | GT | 30.4 | Y | IPP CHP | NG | natural gas peaker | FALSE
54814 | Natural Gas Fired Combustion Turbine | GT | 30.4 | Y | IPP CHP | NG | natural gas peaker | FALSE
54814 | Natural Gas Fired Combustion Turbine | GT | 30.4 | Y | IPP CHP | NG | natural gas peaker | FALSE
54816 | Petroleum Liquids | IC | 1.1 | N | Commercial Non-CHP | DFO | petroleum | FALSE
54817 | Natural Gas Fired Combined Cycle | CT | 163 | N | Electric Utility | NG | natural gas nonpeaker | TRUE
54817 | Natural Gas Fired Combined Cycle | CA | 104 | N | Electric Utility | NG | natural gas nonpeaker | TRUE
54818 | Petroleum Liquids | IC | 1.2 | N | Commercial Non-CHP | DFO | petroleum | FALSE
54818 | Petroleum Liquids | IC | 1.2 | N | Commercial Non-CHP | DFO | petroleum | FALSE
54823 | Petroleum Liquids | IC | 1.5 | N | Industrial Non-CHP | DFO | petroleum | FALSE
54823 | Petroleum Liquids | IC | 1.5 | N | Industrial Non-CHP | DFO | petroleum | FALSE
54823 | Petroleum Liquids | IC | 1.5 | N | Industrial Non-CHP | DFO | petroleum | FALSE
54823 | Petroleum Liquids | IC | 1.5 | N | Industrial Non-CHP | DFO | petroleum | FALSE
54823 | Petroleum Liquids | IC | 1.5 | N | Industrial Non-CHP | DFO | petroleum | FALSE
54823 | Petroleum Liquids | IC | 1.5 | N | Industrial Non-CHP | DFO | petroleum | FALSE
54823 | Petroleum Liquids | IC | 1.5 | N | Industrial Non-CHP | DFO | petroleum | FALSE
54823 | Petroleum Liquids | IC | 1.5 | N | Industrial Non-CHP | DFO | petroleum | FALSE
54823 | Petroleum Liquids | IC | 1.5 | N | Industrial Non-CHP | DFO | petroleum | FALSE
54823 | Petroleum Liquids | IC | 1.5 | N | Industrial Non-CHP | DFO | petroleum | FALSE
54823 | Petroleum Liquids | IC | 1.5 | N | Industrial Non-CHP | DFO | petroleum | FALSE
54823 | Petroleum Liquids | IC | 1.5 | N | Industrial Non-CHP | DFO | petroleum | FALSE
54823 | Petroleum Liquids | IC | 1.5 | N | Industrial Non-CHP | DFO | petroleum | FALSE
54823 | Petroleum Liquids | IC | 1.5 | N | Industrial Non-CHP | DFO | petroleum | FALSE
54823 | Petroleum Liquids | IC | 1.5 | N | Industrial Non-CHP | DFO | petroleum | FALSE
54823 | Petroleum Liquids | IC | 1.5 | N | Industrial Non-CHP | DFO | petroleum | FALSE
54823 | Petroleum Liquids | IC | 1.5 | N | Industrial Non-CHP | DFO | petroleum | FALSE
54823 | Petroleum Liquids | IC | 1.5 | N | Industrial Non-CHP | DFO | petroleum | FALSE
54823 | Petroleum Liquids | IC | 1.5 | N | Industrial Non-CHP | DFO | petroleum | FALSE
54827 | Conventional Hydroelectric | HY | 4.9 | N | IPP Non-CHP | WAT | hydro | TRUE
54827 | Conventional Hydroelectric | HY | 4.9 | N | IPP Non-CHP | WAT | hydro | TRUE
54829 | Natural Gas Fired Combustion Turbine | GT | 8.8 | Y | Industrial CHP | NG | natural gas peaker | FALSE
54829 | Natural Gas Steam Turbine | ST | 0.6 | Y | Industrial CHP | NG | natural gas peaker | FALSE
54830 | Petroleum Liquids | IC | 1.2 | N | Commercial Non-CHP | DFO | petroleum | FALSE
54830 | Petroleum Liquids | IC | 1.2 | N | Commercial Non-CHP | DFO | petroleum | FALSE
54830 | Petroleum Liquids | IC | 1.2 | N | Commercial Non-CHP | DFO | petroleum | FALSE
54832 | Natural Gas Fired Combined Cycle | CT |  | Y | IPP CHP | NG | natural gas nonpeaker | FALSE
54832 | Natural Gas Fired Combined Cycle | CT |  | Y | IPP CHP | NG | natural gas nonpeaker | FALSE
54832 | Natural Gas Fired Combined Cycle | CA | 230 | Y | IPP CHP | NG | natural gas nonpeaker | FALSE
54834 | Petroleum Liquids | IC | 1.2 | N | Commercial Non-CHP | DFO | petroleum | FALSE
54834 | Petroleum Liquids | IC | 1.2 | N | Commercial Non-CHP | DFO | petroleum | FALSE
54834 | Petroleum Liquids | IC | 2.5 | N | Commercial Non-CHP | DFO | petroleum | FALSE
54834 | Petroleum Liquids | IC | 2.5 | N | Commercial Non-CHP | DFO | petroleum | FALSE
54835 | Petroleum Liquids | IC | 1.2 | N | Industrial Non-CHP | DFO | petroleum | FALSE
54839 | Petroleum Liquids | IC | 1.7 | N | Commercial Non-CHP | DFO | petroleum | FALSE
54839 | Petroleum Liquids | IC | 1.7 | N | Commercial Non-CHP | DFO | petroleum | FALSE
54841 | Petroleum Liquids | IC | 1.1 | N | Industrial Non-CHP | DFO | petroleum | FALSE
54841 | Petroleum Liquids | IC | 1.1 | N | Industrial Non-CHP | DFO | petroleum | FALSE
54842 | Landfill Gas | IC | 1.6 | Y | IPP CHP | LFG | biomass | FALSE
54842 | Landfill Gas | IC | 1.6 | Y | IPP CHP | LFG | biomass | FALSE
54842 | Landfill Gas | IC | 1.6 | Y | IPP CHP | LFG | biomass | FALSE
54844 | Natural Gas Fired Combined Cycle | CT | 68.4 | N | Electric Utility | NG | natural gas nonpeaker | TRUE
54844 | Natural Gas Fired Combined Cycle | CT | 68.4 | N | Electric Utility | NG | natural gas nonpeaker | TRUE
54844 | Natural Gas Fired Combined Cycle | CA | 40.6 | N | Electric Utility | NG | natural gas nonpeaker | TRUE
54844 | Natural Gas Fired Combined Cycle | CA | 40.6 | N | Electric Utility | NG | natural gas nonpeaker | TRUE
54845 | Petroleum Liquids | IC | 1 | N | Commercial Non-CHP | DFO | petroleum | FALSE
54845 | Petroleum Liquids | IC | 1 | N | Commercial Non-CHP | DFO | petroleum | FALSE
54848 | Petroleum Liquids | IC | 0.8 | N | Commercial Non-CHP | DFO | petroleum | FALSE
54848 | Petroleum Liquids | IC | 2 | N | Commercial Non-CHP | DFO | petroleum | FALSE
54848 | Petroleum Liquids | IC | 2 | N | Commercial Non-CHP | DFO | petroleum | FALSE
54848 | Petroleum Liquids | IC | 0.7 | N | Commercial Non-CHP | DFO | petroleum | FALSE
54849 | Petroleum Liquids | IC | 1.1 | N | Industrial Non-CHP | DFO | petroleum | FALSE
54849 | Petroleum Liquids | IC | 1.1 | N | Industrial Non-CHP | DFO | petroleum | FALSE
54850 | Wood/Wood Waste Biomass | ST | 3 | Y | Industrial CHP | WDS | biomass | FALSE
54850 | Wood/Wood Waste Biomass | ST | 0.3 | Y | Industrial CHP | WDS | biomass | FALSE
54851 | Natural Gas Fired Combustion Turbine | GT | 13 | Y | Commercial CHP | NG | natural gas peaker | FALSE
54851 | Landfill Gas | GT | 4.6 | Y | Commercial CHP | LFG | biomass | FALSE
54851 | Landfill Gas | GT | 4.6 | Y | Commercial CHP | LFG | biomass | FALSE
54851 | Landfill Gas | GT | 4.6 | Y | Commercial CHP | LFG | biomass | FALSE
54854 | Natural Gas Fired Combustion Turbine | GT | 74 | N | Electric Utility | NG | natural gas peaker | TRUE
54854 | Natural Gas Fired Combustion Turbine | GT | 74 | N | Electric Utility | NG | natural gas peaker | TRUE
54854 | Natural Gas Fired Combustion Turbine | GT | 74 | N | Electric Utility | NG | natural gas peaker | TRUE
54855 | Natural Gas Fired Combustion Turbine | GT | 3 | Y | Industrial CHP | NG | natural gas peaker | FALSE
54858 | Petroleum Liquids | IC | 2 | Y | Commercial CHP | DFO | petroleum | FALSE
54858 | Petroleum Liquids | IC | 2 | Y | Commercial CHP | DFO | petroleum | FALSE
54858 | Petroleum Liquids | IC | 2 | Y | Commercial CHP | DFO | petroleum | FALSE
54858 | Petroleum Liquids | IC | 2.8 | N | Commercial CHP | DFO | petroleum | FALSE
54858 | Petroleum Liquids | IC | 2.8 | N | Commercial CHP | DFO | petroleum | FALSE
54858 | Petroleum Liquids | IC | 2.8 | N | Commercial CHP | DFO | petroleum | FALSE
54858 | Petroleum Liquids | IC | 2.8 | N | Commercial CHP | DFO | petroleum | FALSE
54860 | Conventional Hydroelectric | HY | 3.7 | N | IPP Non-CHP | WAT | hydro | TRUE
54863 | Petroleum Liquids | IC | 0.8 | N | Commercial Non-CHP | DFO | petroleum | FALSE
54863 | Petroleum Liquids | IC | 0.8 | N | Commercial Non-CHP | DFO | petroleum | FALSE
54863 | Petroleum Liquids | IC | 0.8 | N | Commercial Non-CHP | DFO | petroleum | FALSE
54863 | Petroleum Liquids | IC | 1.6 | N | Commercial Non-CHP | DFO | petroleum | FALSE
54863 | Petroleum Liquids | IC | 1.6 | N | Commercial Non-CHP | DFO | petroleum | FALSE
54865 | Conventional Hydroelectric | HY | 1.2 | N | IPP Non-CHP | WAT | hydro | TRUE
54865 | Conventional Hydroelectric | HY | 1.2 | N | IPP Non-CHP | WAT | hydro | TRUE
54867 | Conventional Steam Coal | ST | 5.8 | Y | Industrial CHP | BIT | hard coal | FALSE
54872 | Conventional Hydroelectric | HY | 1 | N | IPP Non-CHP | WAT | hydro | TRUE
54877 | Petroleum Liquids | IC | 1.2 | N | Commercial Non-CHP | DFO | petroleum | FALSE
54878 | Conventional Hydroelectric | HY | 0.4 | N | Industrial Non-CHP | WAT | hydro | FALSE
54878 | Conventional Hydroelectric | HY | 0.3 | N | Industrial Non-CHP | WAT | hydro | FALSE
54878 | Conventional Hydroelectric | HY | 0.3 | N | Industrial Non-CHP | WAT | hydro | FALSE
54880 | Natural Gas Fired Combustion Turbine | GT | 1.7 | Y | Industrial CHP | NG | natural gas peaker | FALSE
54880 | Natural Gas Fired Combustion Turbine | GT | 1.7 | Y | Industrial CHP | NG | natural gas peaker | FALSE
54880 | Natural Gas Fired Combustion Turbine | GT | 1.7 | Y | Industrial CHP | NG | natural gas peaker | FALSE
54882 | Petroleum Liquids | IC | 0.6 | N | Commercial Non-CHP | DFO | petroleum | FALSE
54882 | Petroleum Liquids | IC | 0.6 | N | Commercial Non-CHP | DFO | petroleum | FALSE
54885 | Conventional Hydroelectric | HY | 0.7 | N | Industrial Non-CHP | WAT | hydro | FALSE
54885 | Conventional Hydroelectric | HY | 0.7 | N | Industrial Non-CHP | WAT | hydro | FALSE
54885 | Conventional Hydroelectric | HY | 0.7 | N | Industrial Non-CHP | WAT | hydro | FALSE
54886 | Natural Gas Internal Combustion Engine | IC | 0.8 | N | Commercial Non-CHP | NG | natural gas peaker | FALSE
54886 | Natural Gas Internal Combustion Engine | IC | 0.8 | N | Commercial Non-CHP | NG | natural gas peaker | FALSE
54886 | Petroleum Liquids | IC | 0.9 | N | Commercial Non-CHP | DFO | petroleum | FALSE
54886 | Petroleum Liquids | IC | 0.9 | N | Commercial Non-CHP | DFO | petroleum | FALSE
54886 | Petroleum Liquids | IC | 0.8 | N | Commercial Non-CHP | DFO | petroleum | FALSE
54887 | Natural Gas Fired Combustion Turbine | GT | 3.5 | Y | Industrial CHP | NG | natural gas peaker | FALSE
54887 | Petroleum Liquids | IC | 0.3 | N | Industrial CHP | DFO | petroleum | FALSE
54887 | Petroleum Liquids | IC | 1.1 | N | Industrial CHP | DFO | petroleum | FALSE
54887 | Petroleum Liquids | IC | 1.2 | N | Industrial CHP | DFO | petroleum | FALSE
54887 | Petroleum Liquids | IC | 1 | N | Industrial CHP | DFO | petroleum | FALSE
54887 | Petroleum Liquids | IC | 1.2 | N | Industrial CHP | DFO | petroleum | FALSE
54887 | Petroleum Liquids | IC | 0.1 | N | Industrial CHP | DFO | petroleum | FALSE
54887 | Petroleum Liquids | IC | 0.3 | N | Industrial CHP | DFO | petroleum | FALSE
54890 | Landfill Gas | IC | 2.2 | N | IPP Non-CHP | LFG | biomass | TRUE
54894 | Conventional Hydroelectric | HY | 30 | N | Electric Utility | WAT | hydro | TRUE
54894 | Conventional Hydroelectric | HY | 30 | N | Electric Utility | WAT | hydro | TRUE
54894 | Conventional Hydroelectric | HY | 30 | N | Electric Utility | WAT | hydro | TRUE
54894 | Conventional Hydroelectric | HY | 29 | N | Electric Utility | WAT | hydro | TRUE
54895 | Conventional Hydroelectric | HY | 9 | N | Electric Utility | WAT | hydro | TRUE
54895 | Conventional Hydroelectric | HY | 10 | N | Electric Utility | WAT | hydro | TRUE
54895 | Conventional Hydroelectric | HY | 11 | N | Electric Utility | WAT | hydro | TRUE
54896 | Conventional Hydroelectric | HY | 11 | N | Electric Utility | WAT | hydro | TRUE
54896 | Conventional Hydroelectric | HY | 11 | N | Electric Utility | WAT | hydro | TRUE
54896 | Conventional Hydroelectric | HY | 11 | N | Electric Utility | WAT | hydro | TRUE
54897 | Conventional Hydroelectric | HY | 13 | N | Electric Utility | WAT | hydro | TRUE
54897 | Conventional Hydroelectric | HY | 13 | N | Electric Utility | WAT | hydro | TRUE
54897 | Conventional Hydroelectric | HY | 13 | N | Electric Utility | WAT | hydro | TRUE
54898 | Conventional Hydroelectric | HY | 20 | N | Electric Utility | WAT | hydro | TRUE
54898 | Conventional Hydroelectric | HY | 20 | N | Electric Utility | WAT | hydro | TRUE
54899 | Conventional Hydroelectric | HY | 28 | N | Electric Utility | WAT | hydro | TRUE
54899 | Conventional Hydroelectric | HY | 28 | N | Electric Utility | WAT | hydro | TRUE
54899 | Conventional Hydroelectric | HY | 28 | N | Electric Utility | WAT | hydro | TRUE
54899 | Conventional Hydroelectric | HY | 28 | N | Electric Utility | WAT | hydro | TRUE
54899 | Conventional Hydroelectric | HY | 31 | N | Electric Utility | WAT | hydro | TRUE
54900 | Conventional Hydroelectric | HY | 52 | N | Electric Utility | WAT | hydro | TRUE
54900 | Conventional Hydroelectric | HY | 52 | N | Electric Utility | WAT | hydro | TRUE
54900 | Conventional Hydroelectric | HY | 52 | N | Electric Utility | WAT | hydro | TRUE
54901 | Conventional Hydroelectric | HY | 17 | N | Electric Utility | WAT | hydro | TRUE
54901 | Conventional Hydroelectric | HY | 17 | N | Electric Utility | WAT | hydro | TRUE
54901 | Conventional Hydroelectric | HY | 17 | N | Electric Utility | WAT | hydro | TRUE
54903 | Landfill Gas | IC | 0.8 | N | IPP Non-CHP | LFG | biomass | TRUE
54903 | Landfill Gas | IC | 0.8 | N | IPP Non-CHP | LFG | biomass | TRUE
54903 | Landfill Gas | IC | 0.8 | N | IPP Non-CHP | LFG | biomass | TRUE
54906 | Petroleum Liquids | IC | 0.7 | N | Commercial Non-CHP | DFO | petroleum | FALSE
54906 | Petroleum Liquids | IC | 0.7 | N | Commercial Non-CHP | DFO | petroleum | FALSE
54907 | Natural Gas Fired Combustion Turbine | GT | 19 | Y | Commercial CHP | NG | natural gas peaker | FALSE
54908 | Other Waste Biomass | ST | 5.1 | Y | Industrial CHP | AB | biomass | FALSE
54908 | Other Waste Biomass | ST | 4.7 | Y | Industrial CHP | AB | biomass | FALSE
54909 | Onshore Wind Turbine | WT | 8.3 | N | IPP Non-CHP | WND | onshore wind | TRUE
54909 | Onshore Wind Turbine | WT | 13.6 | N | IPP Non-CHP | WND | onshore wind | TRUE
54910 | Landfill Gas | IC | 0.8 | N | IPP Non-CHP | LFG | biomass | TRUE
54910 | Landfill Gas | IC | 0.8 | N | IPP Non-CHP | LFG | biomass | TRUE
54910 | Landfill Gas | IC | 0.6 | N | IPP Non-CHP | LFG | biomass | TRUE
54910 | Landfill Gas | IC | 1.6 | N | IPP Non-CHP | LFG | biomass | TRUE
54910 | Landfill Gas | IC | 1.6 | N | IPP Non-CHP | LFG | biomass | TRUE
54912 | Natural Gas Fired Combined Cycle | CT | 36 | Y | Industrial CHP | NG | natural gas nonpeaker | FALSE
54912 | Natural Gas Fired Combined Cycle | CT | 36 | Y | Industrial CHP | NG | natural gas nonpeaker | FALSE
54912 | Natural Gas Fired Combined Cycle | CA | 18 | Y | Industrial CHP | NG | natural gas nonpeaker | FALSE
54914 | Natural Gas Fired Combined Cycle | CT | 90 | Y | IPP CHP | NG | natural gas nonpeaker | FALSE
54914 | Natural Gas Fired Combined Cycle | CT | 90 | Y | IPP CHP | NG | natural gas nonpeaker | FALSE
54914 | Natural Gas Fired Combined Cycle | CA | 35 | Y | IPP CHP | NG | natural gas nonpeaker | FALSE
54914 | Natural Gas Fired Combined Cycle | CA | 35 | Y | IPP CHP | NG | natural gas nonpeaker | FALSE
54915 | Natural Gas Fired Combined Cycle | CA | 58 | Y | IPP CHP | NG | natural gas nonpeaker | FALSE
54915 | Natural Gas Fired Combined Cycle | CT | 70 | Y | IPP CHP | NG | natural gas nonpeaker | FALSE
54918 | Natural Gas Fired Combustion Turbine | GT | 4.4 | Y | Industrial CHP | NG | natural gas peaker | FALSE
54924 | Natural Gas Internal Combustion Engine | IC | 0.8 | Y | Industrial CHP | NG | natural gas peaker | FALSE
54924 | Natural Gas Internal Combustion Engine | IC | 0.8 | Y | Industrial CHP | NG | natural gas peaker | FALSE
54924 | Natural Gas Internal Combustion Engine | IC | 0.8 | Y | Industrial CHP | NG | natural gas peaker | FALSE
54924 | Natural Gas Internal Combustion Engine | IC | 0.8 | Y | Industrial CHP | NG | natural gas peaker | FALSE
54924 | Natural Gas Internal Combustion Engine | IC | 0.8 | Y | Industrial CHP | NG | natural gas peaker | FALSE
54924 | Natural Gas Internal Combustion Engine | IC | 0.8 | Y | Industrial CHP | NG | natural gas peaker | FALSE
54924 | Natural Gas Internal Combustion Engine | IC | 0.8 | Y | Industrial CHP | NG | natural gas peaker | FALSE
54924 | Natural Gas Internal Combustion Engine | IC | 0.8 | Y | Industrial CHP | NG | natural gas peaker | FALSE
54925 | Landfill Gas | IC | 0.8 | N | Electric Utility | LFG | biomass | TRUE
54925 | Landfill Gas | IC | 0.8 | N | Electric Utility | LFG | biomass | TRUE
54925 | Landfill Gas | IC | 0.8 | N | Electric Utility | LFG | biomass | TRUE
54925 | Landfill Gas | IC | 0.8 | N | Electric Utility | LFG | biomass | TRUE
54925 | Landfill Gas | IC | 0.8 | N | Electric Utility | LFG | biomass | TRUE
54925 | Landfill Gas | IC | 0.8 | N | Electric Utility | LFG | biomass | TRUE
54925 | Landfill Gas | IC | 0.8 | N | Electric Utility | LFG | biomass | TRUE
54925 | Landfill Gas | IC | 0.8 | N | Electric Utility | LFG | biomass | TRUE
54925 | Landfill Gas | IC | 0.8 | N | Electric Utility | LFG | biomass | TRUE
54925 | Landfill Gas | IC | 0.8 | N | Electric Utility | LFG | biomass | TRUE
54925 | Landfill Gas | IC | 0.8 | N | Electric Utility | LFG | biomass | TRUE
54925 | Landfill Gas | IC | 0.8 | N | Electric Utility | LFG | biomass | TRUE
54925 | Landfill Gas | IC | 1.6 | N | Electric Utility | LFG | biomass | TRUE
54925 | Landfill Gas | IC | 1.6 | N | Electric Utility | LFG | biomass | TRUE
54926 | Landfill Gas | IC | 0.8 | N | Electric Utility | LFG | biomass | TRUE
54926 | Landfill Gas | IC | 0.8 | N | Electric Utility | LFG | biomass | TRUE
54926 | Landfill Gas | IC | 0.8 | N | Electric Utility | LFG | biomass | TRUE
54926 | Landfill Gas | IC | 0.8 | N | Electric Utility | LFG | biomass | TRUE
54926 | Landfill Gas | IC | 0.8 | N | Electric Utility | LFG | biomass | TRUE
54926 | Landfill Gas | IC | 0.8 | N | Electric Utility | LFG | biomass | TRUE
54926 | Landfill Gas | IC | 0.8 | N | Electric Utility | LFG | biomass | TRUE
54926 | Landfill Gas | IC | 0.8 | N | Electric Utility | LFG | biomass | TRUE
54927 | Natural Gas Internal Combustion Engine | IC | 2.9 | N | Industrial Non-CHP | NG | natural gas peaker | FALSE
54927 | Natural Gas Internal Combustion Engine | IC | 2.9 | N | Industrial Non-CHP | NG | natural gas peaker | FALSE
54927 | Natural Gas Internal Combustion Engine | IC | 2.9 | N | Industrial Non-CHP | NG | natural gas peaker | FALSE
54929 | Petroleum Liquids | IC | 1.1 | N | IPP Non-CHP | DFO | petroleum | TRUE
54929 | Petroleum Liquids | IC | 1.5 | N | IPP Non-CHP | DFO | petroleum | TRUE
54929 | Petroleum Liquids | IC | 1.5 | N | IPP Non-CHP | DFO | petroleum | TRUE
54931 | Onshore Wind Turbine | WT | 46.9 | N | IPP Non-CHP | WND | onshore wind | TRUE
54932 | Natural Gas Internal Combustion Engine | IC | 0.7 | N | Industrial Non-CHP | NG | natural gas peaker | FALSE
54932 | Natural Gas Internal Combustion Engine | IC | 0.7 | N | Industrial Non-CHP | NG | natural gas peaker | FALSE
54933 | Natural Gas Fired Combustion Turbine | GT | 5 | Y | Industrial CHP | NG | natural gas peaker | FALSE
54934 | Landfill Gas | IC | 0.7 | N | IPP Non-CHP | LFG | biomass | TRUE
54934 | Landfill Gas | IC | 0.7 | N | IPP Non-CHP | LFG | biomass | TRUE
54934 | Landfill Gas | IC | 0.7 | N | IPP Non-CHP | LFG | biomass | TRUE
54934 | Landfill Gas | IC | 0.7 | N | IPP Non-CHP | LFG | biomass | TRUE
54934 | Landfill Gas | IC | 0.7 | N | IPP Non-CHP | LFG | biomass | TRUE
54934 | Landfill Gas | IC | 0.7 | N | IPP Non-CHP | LFG | biomass | TRUE
54934 | Landfill Gas | IC | 0.7 | N | IPP Non-CHP | LFG | biomass | TRUE
54935 | Municipal Solid Waste | ST | 1.1 | Y | Commercial CHP | MSW | biomass | FALSE
54936 | Natural Gas Fired Combustion Turbine | GT | 2.2 | Y | Commercial CHP | NG | natural gas peaker | FALSE
54937 | Natural Gas Internal Combustion Engine | IC | 1.2 | Y | Commercial CHP | NG | natural gas peaker | FALSE
54937 | Natural Gas Internal Combustion Engine | IC | 1.2 | Y | Commercial CHP | NG | natural gas peaker | FALSE
54937 | Natural Gas Internal Combustion Engine | IC | 1.2 | Y | Commercial CHP | NG | natural gas peaker | FALSE
54937 | Natural Gas Internal Combustion Engine | IC | 1.2 | Y | Commercial CHP | NG | natural gas peaker | FALSE
54937 | Natural Gas Internal Combustion Engine | IC | 1.9 | Y | Commercial CHP | NG | natural gas peaker | FALSE
54937 | Petroleum Liquids | IC | 2.9 | N | Commercial CHP | DFO | petroleum | FALSE
54939 | Landfill Gas | IC | 1.5 | N | IPP Non-CHP | LFG | biomass | TRUE
54939 | Landfill Gas | IC | 1.5 | N | IPP Non-CHP | LFG | biomass | TRUE
54939 | Landfill Gas | IC | 1.5 | N | IPP Non-CHP | LFG | biomass | TRUE
54945 | Municipal Solid Waste | ST | 29.7 | N | IPP Non-CHP | MSW | biomass | TRUE
54945 | Municipal Solid Waste | ST | 29.7 | N | IPP Non-CHP | MSW | biomass | TRUE
54950 | Natural Gas Fired Combined Cycle | CT | 7.5 | Y | Commercial CHP | NG | natural gas nonpeaker | FALSE
54950 | Natural Gas Fired Combined Cycle | CA | 1.5 | Y | Commercial CHP | NG | natural gas nonpeaker | FALSE
54951 | Other Waste Biomass | IC | 0.6 | Y | Commercial CHP | OBG | biomass | FALSE
54951 | Other Waste Biomass | IC | 0.6 | Y | Commercial CHP | OBG | biomass | FALSE
54951 | Other Waste Biomass | IC | 0.6 | Y | Commercial CHP | OBG | biomass | FALSE
54953 | Conventional Hydroelectric | HY | 22 | N | IPP Non-CHP | WAT | hydro | TRUE
54953 | Conventional Hydroelectric | HY | 22 | N | IPP Non-CHP | WAT | hydro | TRUE
54956 | Landfill Gas | IC | 0.8 | N | Electric Utility | LFG | biomass | TRUE
54956 | Landfill Gas | IC | 0.8 | N | Electric Utility | LFG | biomass | TRUE
54956 | Landfill Gas | IC | 0.8 | N | Electric Utility | LFG | biomass | TRUE
54956 | Landfill Gas | IC | 0.8 | N | Electric Utility | LFG | biomass | TRUE
54956 | Landfill Gas | IC | 0.8 | N | Electric Utility | LFG | biomass | TRUE
54956 | Landfill Gas | IC | 0.8 | N | Electric Utility | LFG | biomass | TRUE
54956 | Landfill Gas | IC | 0.8 | N | Electric Utility | LFG | biomass | TRUE
54956 | Landfill Gas | IC | 0.8 | N | Electric Utility | LFG | biomass | TRUE
54965 | Conventional Steam Coal | ST | 2 | Y | Industrial CHP | BIT | hard coal | FALSE
54967 | Petroleum Liquids | IC | 1.2 | N | IPP Non-CHP | DFO | petroleum | TRUE
54968 | Petroleum Liquids | IC | 1.8 | N | IPP Non-CHP | DFO | petroleum | TRUE
54968 | Petroleum Liquids | IC | 1.8 | N | IPP Non-CHP | DFO | petroleum | TRUE
54968 | Petroleum Liquids | IC | 1.8 | N | IPP Non-CHP | DFO | petroleum | TRUE
54969 | Conventional Hydroelectric | HY | 0.6 | N | IPP Non-CHP | WAT | hydro | TRUE
54969 | Conventional Hydroelectric | HY | 0.6 | N | IPP Non-CHP | WAT | hydro | TRUE
54969 | Conventional Hydroelectric | HY | 0.6 | N | IPP Non-CHP | WAT | hydro | TRUE
54969 | Conventional Hydroelectric | HY | 0.6 | N | IPP Non-CHP | WAT | hydro | TRUE
54969 | Conventional Hydroelectric | HY | 0.6 | N | IPP Non-CHP | WAT | hydro | TRUE
54974 | Wood/Wood Waste Biomass | ST | 3.6 | Y | IPP CHP | WDS | biomass | FALSE
54974 | Wood/Wood Waste Biomass | ST | 3.6 | Y | IPP CHP | WDS | biomass | FALSE
54975 | Natural Gas Fired Combustion Turbine | GT | 4.5 | Y | Commercial CHP | NG | natural gas peaker | FALSE
54979 | Onshore Wind Turbine | WT | 34.3 | N | IPP Non-CHP | WND | onshore wind | TRUE
54980 | Landfill Gas | IC | 0.8 | N | IPP Non-CHP | LFG | biomass | TRUE
54980 | Landfill Gas | IC | 1.5 | N | IPP Non-CHP | LFG | biomass | TRUE
54980 | Landfill Gas | IC | 1.5 | N | IPP Non-CHP | LFG | biomass | TRUE
54980 | Landfill Gas | IC | 1.5 | N | IPP Non-CHP | LFG | biomass | TRUE
54980 | Landfill Gas | IC | 0.8 | N | IPP Non-CHP | LFG | biomass | TRUE
54980 | Landfill Gas | IC | 0.8 | N | IPP Non-CHP | LFG | biomass | TRUE
54980 | Landfill Gas | IC | 0.8 | N | IPP Non-CHP | LFG | biomass | TRUE
54980 | Landfill Gas | IC | 0.8 | N | IPP Non-CHP | LFG | biomass | TRUE
54980 | Landfill Gas | IC | 0.8 | N | IPP Non-CHP | LFG | biomass | TRUE
54980 | Landfill Gas | IC | 1.5 | N | IPP Non-CHP | LFG | biomass | TRUE
54980 | Landfill Gas | IC | 1.5 | N | IPP Non-CHP | LFG | biomass | TRUE
54980 | Landfill Gas | IC | 1.5 | N | IPP Non-CHP | LFG | biomass | TRUE
54981 | Conventional Hydroelectric | HY | 0.3 | N | Electric Utility | WAT | hydro | TRUE
54981 | Conventional Hydroelectric | HY | 0.4 | N | Electric Utility | WAT | hydro | TRUE
54981 | Conventional Hydroelectric | HY | 0.5 | N | Electric Utility | WAT | hydro | TRUE
54984 | Landfill Gas | GT | 3.3 | N | IPP Non-CHP | LFG | biomass | TRUE
54985 | Petroleum Liquids | IC | 1.2 | N | IPP Non-CHP | DFO | petroleum | TRUE
54985 | Petroleum Liquids | IC | 1.2 | N | IPP Non-CHP | DFO | petroleum | TRUE
54985 | Petroleum Liquids | IC | 1.5 | N | IPP Non-CHP | DFO | petroleum | TRUE
54985 | Petroleum Liquids | IC | 1.2 | N | IPP Non-CHP | DFO | petroleum | TRUE
54985 | Petroleum Liquids | IC | 1.2 | N | IPP Non-CHP | DFO | petroleum | TRUE
54985 | Petroleum Liquids | IC | 0.7 | N | IPP Non-CHP | DFO | petroleum | TRUE
54985 | Petroleum Liquids | IC | 2 | N | IPP Non-CHP | DFO | petroleum | TRUE
54987 | Natural Gas Internal Combustion Engine | IC | 1.5 | Y | Commercial CHP | NG | natural gas peaker | FALSE
54989 | Landfill Gas | IC | 0.8 | N | IPP Non-CHP | LFG | biomass | TRUE
54989 | Landfill Gas | IC | 0.8 | N | IPP Non-CHP | LFG | biomass | TRUE
54989 | Landfill Gas | IC | 0.8 | N | IPP Non-CHP | LFG | biomass | TRUE
54989 | Landfill Gas | IC | 0.8 | N | IPP Non-CHP | LFG | biomass | TRUE
54989 | Landfill Gas | IC | 0.8 | N | IPP Non-CHP | LFG | biomass | TRUE
54989 | Landfill Gas | IC | 0.8 | N | IPP Non-CHP | LFG | biomass | TRUE
54989 | Landfill Gas | IC | 0.8 | N | IPP Non-CHP | LFG | biomass | TRUE
54989 | Landfill Gas | IC | 1.6 | N | IPP Non-CHP | LFG | biomass | TRUE
54989 | Landfill Gas | IC | 1.6 | N | IPP Non-CHP | LFG | biomass | TRUE
54995 | Other Gases | ST | 90 | Y | Industrial CHP | BFG | other | FALSE
54996 | Geothermal | ST | 44 | N | IPP Non-CHP | GEO | geothermal | TRUE
54998 | Municipal Solid Waste | ST | 15.5 | Y | Commercial CHP | MSW | biomass | FALSE
54998 | Municipal Solid Waste | ST | 15.5 | Y | Commercial CHP | MSW | biomass | FALSE
54998 | Municipal Solid Waste | ST | 15.5 | Y | Commercial CHP | MSW | biomass | FALSE
55002 | Petroleum Liquids | IC | 1.2 | N | Industrial Non-CHP | DFO | petroleum | FALSE
55002 | Petroleum Liquids | IC | 1.2 | N | Industrial Non-CHP | DFO | petroleum | FALSE
55004 | Natural Gas Internal Combustion Engine | IC | 0.7 | N | Commercial Non-CHP | NG | natural gas peaker | FALSE
55004 | Natural Gas Internal Combustion Engine | IC | 0.7 | N | Commercial Non-CHP | NG | natural gas peaker | FALSE
55005 | Natural Gas Internal Combustion Engine | IC | 0.5 | N | Commercial Non-CHP | NG | natural gas peaker | FALSE
55005 | Natural Gas Internal Combustion Engine | IC | 0.5 | N | Commercial Non-CHP | NG | natural gas peaker | FALSE
55006 | Landfill Gas | IC | 0.7 | N | IPP Non-CHP | LFG | biomass | TRUE
55007 | Conventional Hydroelectric | HY | 0.1 | N | IPP Non-CHP | WAT | hydro | TRUE
55007 | Conventional Hydroelectric | HY | 0.1 | N | IPP Non-CHP | WAT | hydro | TRUE
55007 | Conventional Hydroelectric | HY | 0.1 | N | IPP Non-CHP | WAT | hydro | TRUE
55007 | Conventional Hydroelectric | HY | 0.1 | N | IPP Non-CHP | WAT | hydro | TRUE
55007 | Conventional Hydroelectric | HY | 0.1 | N | IPP Non-CHP | WAT | hydro | TRUE
55007 | Conventional Hydroelectric | HY | 0.1 | N | IPP Non-CHP | WAT | hydro | TRUE
55007 | Conventional Hydroelectric | HY | 0.2 | N | IPP Non-CHP | WAT | hydro | TRUE
55007 | Conventional Hydroelectric | HY | 0.2 | N | IPP Non-CHP | WAT | hydro | TRUE
55007 | Conventional Hydroelectric | HY | 0.2 | N | IPP Non-CHP | WAT | hydro | TRUE
55007 | Conventional Hydroelectric | HY | 0.2 | N | IPP Non-CHP | WAT | hydro | TRUE
55009 | Conventional Hydroelectric | HY | 2.6 | N | IPP Non-CHP | WAT | hydro | TRUE
55010 | Natural Gas Fired Combined Cycle | CT | 154 | Y | IPP CHP | NG | natural gas nonpeaker | FALSE
55010 | Natural Gas Fired Combined Cycle | CA | 97 | Y | IPP CHP | NG | natural gas nonpeaker | FALSE
55011 | Natural Gas Fired Combined Cycle | CT | 162 | Y | IPP CHP | NG | natural gas nonpeaker | FALSE
55011 | Natural Gas Fired Combined Cycle | CA | 99 | Y | IPP CHP | NG | natural gas nonpeaker | FALSE
55014 | Landfill Gas | GT | 2.9 | N | IPP Non-CHP | LFG | biomass | TRUE
55014 | Landfill Gas | GT | 2.9 | N | IPP Non-CHP | LFG | biomass | TRUE
55015 | Natural Gas Fired Combustion Turbine | GT | 109 | Y | IPP CHP | NG | natural gas peaker | FALSE
55015 | Natural Gas Fired Combustion Turbine | GT | 109 | Y | IPP CHP | NG | natural gas peaker | FALSE
55015 | Natural Gas Fired Combustion Turbine | GT | 109 | Y | IPP CHP | NG | natural gas peaker | FALSE
55015 | Natural Gas Fired Combustion Turbine | GT | 109 | Y | IPP CHP | NG | natural gas peaker | FALSE
55025 | Natural Gas Fired Combustion Turbine | GT | 2.8 | Y | Industrial CHP | NG | natural gas peaker | FALSE
55025 | Natural Gas Fired Combustion Turbine | GT | 2.8 | Y | Industrial CHP | NG | natural gas peaker | FALSE
55026 | Natural Gas Fired Combined Cycle | CS | 164.2 | N | IPP Non-CHP | NG | natural gas nonpeaker | TRUE
55027 | Other Waste Biomass | IC | 0.5 | Y | Commercial CHP | OBG | biomass | FALSE
55027 | Other Waste Biomass | IC | 0.5 | Y | Commercial CHP | OBG | biomass | FALSE
55027 | Other Waste Biomass | IC | 0.5 | Y | Commercial CHP | OBG | biomass | FALSE
55029 | Natural Gas Fired Combustion Turbine | GT | 158.3 | N | Electric Utility | NG | natural gas peaker | TRUE
55031 | Natural Gas Fired Combustion Turbine | GT | 47.2 | Y | Industrial CHP | NG | natural gas peaker | FALSE
55031 | Natural Gas Fired Combustion Turbine | GT | 45.2 | Y | Industrial CHP | NG | natural gas peaker | FALSE
55031 | Natural Gas Fired Combustion Turbine | GT | 44.1 | Y | Industrial CHP | NG | natural gas peaker | FALSE
55033 | Other Waste Biomass | IC | 1 | Y | Commercial CHP | OBG | biomass | FALSE
55033 | Other Waste Biomass | IC | 1 | Y | Commercial CHP | OBG | biomass | FALSE
55033 | Other Waste Biomass | IC | 1 | Y | Commercial CHP | OBG | biomass | FALSE
55034 | Wood/Wood Waste Biomass | ST | 0.4 | Y | Industrial CHP | WDS | biomass | FALSE
55034 | Wood/Wood Waste Biomass | ST | 0.5 | Y | Industrial CHP | WDS | biomass | FALSE
55035 | Other Waste Biomass | IC | 0.8 | Y | Commercial CHP | OBG | biomass | FALSE
55035 | Other Waste Biomass | IC | 0.8 | Y | Commercial CHP | OBG | biomass | FALSE
55036 | Natural Gas Fired Combustion Turbine | GT | 3.7 | Y | Commercial CHP | NG | natural gas peaker | FALSE
55037 | Natural Gas Fired Combustion Turbine | GT | 3.1 | Y | Commercial CHP | NG | natural gas peaker | FALSE
55039 | Natural Gas Fired Combustion Turbine | GT | 138 | N | Electric Utility | NG | natural gas peaker | TRUE
55040 | Natural Gas Fired Combined Cycle | CT | 101.5 | Y | IPP CHP | NG | natural gas nonpeaker | FALSE
55040 | Natural Gas Fired Combined Cycle | CT | 101.5 | Y | IPP CHP | NG | natural gas nonpeaker | FALSE
55040 | Natural Gas Fired Combined Cycle | CA | 100 | Y | IPP CHP | NG | natural gas nonpeaker | FALSE
55041 | Natural Gas Fired Combined Cycle | CS | 229.3 | N | IPP Non-CHP | NG | natural gas nonpeaker | TRUE
55042 | Natural Gas Fired Combined Cycle | CT | 164 | N | IPP Non-CHP | NG | natural gas nonpeaker | TRUE
55042 | Natural Gas Fired Combined Cycle | CT | 164 | N | IPP Non-CHP | NG | natural gas nonpeaker | TRUE
55042 | Natural Gas Fired Combined Cycle | CA | 164 | N | IPP Non-CHP | NG | natural gas nonpeaker | TRUE
55043 | Natural Gas Fired Combined Cycle | CT | 51 | Y | IPP CHP | NG | natural gas nonpeaker | FALSE
55043 | Natural Gas Fired Combined Cycle | CA | 35 | Y | IPP CHP | NG | natural gas nonpeaker | FALSE
55044 | Natural Gas Steam Turbine | ST | 17.8 | Y | Industrial CHP | NG | natural gas peaker | FALSE
55047 | Natural Gas Fired Combined Cycle | CT | 155 | Y | IPP CHP | NG | natural gas nonpeaker | FALSE
55047 | Natural Gas Fired Combined Cycle | CT | 165 | Y | IPP CHP | NG | natural gas nonpeaker | FALSE
55047 | Natural Gas Fired Combined Cycle | CT | 165 | Y | IPP CHP | NG | natural gas nonpeaker | FALSE
55047 | Natural Gas Fired Combined Cycle | CA | 60 | Y | IPP CHP | NG | natural gas nonpeaker | FALSE
55047 | Natural Gas Fired Combined Cycle | CA | 165 | Y | IPP CHP | NG | natural gas nonpeaker | FALSE
55048 | Natural Gas Fired Combined Cycle | CT | 159.4 | N | IPP Non-CHP | NG | natural gas nonpeaker | TRUE
55048 | Natural Gas Fired Combined Cycle | CA | 90.6 | N | IPP Non-CHP | NG | natural gas nonpeaker | TRUE
55049 | Wood/Wood Waste Biomass | ST | 3.9 | Y | Industrial CHP | WDS | biomass | FALSE
55051 | Natural Gas Fired Combustion Turbine | GT | 80 | Y | Industrial CHP | NG | natural gas peaker | FALSE
55051 | Natural Gas Fired Combustion Turbine | GT | 80 | Y | Industrial CHP | NG | natural gas peaker | FALSE
55051 | Natural Gas Fired Combustion Turbine | GT | 80 | Y | Industrial CHP | NG | natural gas peaker | FALSE
55052 | Natural Gas Internal Combustion Engine | IC | 0.4 | N | Industrial Non-CHP | NG | natural gas peaker | FALSE
55052 | Natural Gas Internal Combustion Engine | IC | 0.4 | N | Industrial Non-CHP | NG | natural gas peaker | FALSE
55052 | Natural Gas Internal Combustion Engine | IC | 0.5 | N | Industrial Non-CHP | NG | natural gas peaker | FALSE
55053 | Natural Gas Internal Combustion Engine | IC | 0.8 | N | Industrial Non-CHP | NG | natural gas peaker | FALSE
55053 | Natural Gas Internal Combustion Engine | IC | 0.8 | N | Industrial Non-CHP | NG | natural gas peaker | FALSE
55053 | Natural Gas Internal Combustion Engine | IC | 0.8 | N | Industrial Non-CHP | NG | natural gas peaker | FALSE
55053 | Natural Gas Internal Combustion Engine | IC | 0.8 | N | Industrial Non-CHP | NG | natural gas peaker | FALSE
55053 | Natural Gas Internal Combustion Engine | IC | 0.8 | N | Industrial Non-CHP | NG | natural gas peaker | FALSE
55053 | Natural Gas Internal Combustion Engine | IC | 0.8 | N | Industrial Non-CHP | NG | natural gas peaker | FALSE
55053 | Natural Gas Internal Combustion Engine | IC | 0.8 | N | Industrial Non-CHP | NG | natural gas peaker | FALSE
55053 | Natural Gas Internal Combustion Engine | IC | 0.8 | N | Industrial Non-CHP | NG | natural gas peaker | FALSE
55053 | Natural Gas Internal Combustion Engine | IC | 0.8 | N | Industrial Non-CHP | NG | natural gas peaker | FALSE
55053 | Natural Gas Internal Combustion Engine | IC | 0.8 | N | Industrial Non-CHP | NG | natural gas peaker | FALSE
55053 | Natural Gas Internal Combustion Engine | IC | 0.8 | N | Industrial Non-CHP | NG | natural gas peaker | FALSE
55053 | Natural Gas Internal Combustion Engine | IC | 0.8 | N | Industrial Non-CHP | NG | natural gas peaker | FALSE
55053 | Natural Gas Internal Combustion Engine | IC | 0.8 | N | Industrial Non-CHP | NG | natural gas peaker | FALSE
55054 | Landfill Gas | GT | 4.2 | N | Electric Utility | LFG | biomass | TRUE
55054 | Landfill Gas | GT | 4.2 | N | Electric Utility | LFG | biomass | TRUE
55054 | Landfill Gas | GT | 4.2 | N | Electric Utility | LFG | biomass | TRUE
55061 | Natural Gas Fired Combustion Turbine | GT | 157.5 | N | IPP Non-CHP | NG | natural gas peaker | TRUE
55061 | Natural Gas Fired Combustion Turbine | GT | 157.5 | N | IPP Non-CHP | NG | natural gas peaker | TRUE
55061 | Natural Gas Fired Combustion Turbine | GT | 157.5 | N | IPP Non-CHP | NG | natural gas peaker | TRUE
55061 | Natural Gas Fired Combustion Turbine | GT | 157.5 | N | IPP Non-CHP | NG | natural gas peaker | TRUE
55061 | Natural Gas Fired Combustion Turbine | GT | 157.5 | N | IPP Non-CHP | NG | natural gas peaker | TRUE
55061 | Natural Gas Fired Combustion Turbine | GT | 157.5 | N | IPP Non-CHP | NG | natural gas peaker | TRUE
55062 | Natural Gas Fired Combined Cycle | CT | 155 | N | IPP Non-CHP | NG | natural gas nonpeaker | TRUE
55062 | Natural Gas Fired Combined Cycle | CT | 155 | N | IPP Non-CHP | NG | natural gas nonpeaker | TRUE
55062 | Natural Gas Fired Combined Cycle | CT | 155 | N | IPP Non-CHP | NG | natural gas nonpeaker | TRUE
55062 | Natural Gas Fired Combined Cycle | CA | 395 | N | IPP Non-CHP | NG | natural gas nonpeaker | TRUE
55063 | Natural Gas Fired Combined Cycle | CT | 176 | N | Electric Utility | NG | natural gas nonpeaker | TRUE
55063 | Natural Gas Fired Combined Cycle | CT | 176 | N | Electric Utility | NG | natural gas nonpeaker | TRUE
55063 | Natural Gas Fired Combined Cycle | CT | 176 | N | Electric Utility | NG | natural gas nonpeaker | TRUE
55063 | Natural Gas Fired Combined Cycle | CA | 110 | N | Electric Utility | NG | natural gas nonpeaker | TRUE
55063 | Natural Gas Fired Combined Cycle | CA | 110 | N | Electric Utility | NG | natural gas nonpeaker | TRUE
55063 | Natural Gas Fired Combined Cycle | CA | 110 | N | Electric Utility | NG | natural gas nonpeaker | TRUE
55064 | Natural Gas Fired Combustion Turbine | GT | 109.7 | Y | IPP CHP | NG | natural gas peaker | FALSE
55064 | Natural Gas Fired Combustion Turbine | GT | 109.7 | Y | IPP CHP | NG | natural gas peaker | FALSE
55065 | Natural Gas Fired Combined Cycle | CT | 159 | N | Electric Utility | NG | natural gas nonpeaker | TRUE
55065 | Natural Gas Fired Combined Cycle | CT | 159 | N | Electric Utility | NG | natural gas nonpeaker | TRUE
55065 | Natural Gas Fired Combined Cycle | CA | 161 | N | Electric Utility | NG | natural gas nonpeaker | TRUE
55066 | All Other | ST | 88 | N | Industrial Non-CHP | WH | other | FALSE
55067 | Natural Gas Fired Combustion Turbine | GT | 1.1 | Y | IPP CHP | NG | natural gas peaker | FALSE
55067 | Natural Gas Fired Combustion Turbine | GT | 1.1 | Y | IPP CHP | NG | natural gas peaker | FALSE
55067 | Natural Gas Fired Combustion Turbine | GT | 1.1 | Y | IPP CHP | NG | natural gas peaker | FALSE
55067 | Petroleum Liquids | IC | 2 | N | IPP CHP | DFO | petroleum | FALSE
55067 | Petroleum Liquids | IC | 2 | N | IPP CHP | DFO | petroleum | FALSE
55067 | Petroleum Liquids | IC | 2 | N | IPP CHP | DFO | petroleum | FALSE
55068 | Natural Gas Fired Combined Cycle | CT | 155.7 | N | IPP Non-CHP | NG | natural gas nonpeaker | TRUE
55068 | Natural Gas Fired Combined Cycle | CT | 156.7 | N | IPP Non-CHP | NG | natural gas nonpeaker | TRUE
55068 | Natural Gas Fired Combined Cycle | CA | 177.6 | N | IPP Non-CHP | NG | natural gas nonpeaker | TRUE
55074 | Landfill Gas | IC | 3 | N | IPP Non-CHP | LFG | biomass | TRUE
55074 | Landfill Gas | IC | 3 | N | IPP Non-CHP | LFG | biomass | TRUE
55075 | Natural Gas Fired Combined Cycle | CT | 145 | Y | IPP CHP | NG | natural gas nonpeaker | FALSE
55075 | Natural Gas Fired Combined Cycle | CA | 47 | Y | IPP CHP | NG | natural gas nonpeaker | FALSE
55076 | Conventional Steam Coal | ST | 440 | N | IPP Non-CHP | LIG | lignite | TRUE
55077 | Natural Gas Fired Combined Cycle | CT | 150 | N | Electric Utility | NG | natural gas nonpeaker | TRUE
55077 | Natural Gas Fired Combined Cycle | CT | 150 | N | Electric Utility | NG | natural gas nonpeaker | TRUE
55077 | Natural Gas Fired Combined Cycle | CA | 150 | N | Electric Utility | NG | natural gas nonpeaker | TRUE
55079 | Natural Gas Fired Combined Cycle | CT | 214.8 | N | IPP Non-CHP | NG | natural gas nonpeaker | TRUE
55079 | Natural Gas Fired Combined Cycle | CA | 120.1 | N | IPP Non-CHP | NG | natural gas nonpeaker | TRUE
55080 | Natural Gas Fired Combustion Turbine | GT | 60 | N | IPP Non-CHP | NG | natural gas peaker | TRUE
55080 | Natural Gas Fired Combustion Turbine | GT | 60 | N | IPP Non-CHP | NG | natural gas peaker | TRUE
55080 | Natural Gas Fired Combustion Turbine | GT | 60 | N | IPP Non-CHP | NG | natural gas peaker | TRUE
55080 | Natural Gas Fired Combustion Turbine | GT | 60 | N | IPP Non-CHP | NG | natural gas peaker | TRUE
55080 | Natural Gas Fired Combustion Turbine | GT | 60 | N | IPP Non-CHP | NG | natural gas peaker | TRUE
55080 | Natural Gas Fired Combustion Turbine | GT | 60 | N | IPP Non-CHP | NG | natural gas peaker | TRUE
55081 | Natural Gas Fired Combustion Turbine | GT | 110 | N | Electric Utility | NG | natural gas peaker | TRUE
55081 | Natural Gas Fired Combustion Turbine | GT | 110 | N | Electric Utility | NG | natural gas peaker | TRUE
55081 | Natural Gas Fired Combustion Turbine | GT | 118 | N | Electric Utility | NG | natural gas peaker | TRUE
55081 | Natural Gas Fired Combustion Turbine | GT | 118 | N | Electric Utility | NG | natural gas peaker | TRUE
55084 | Natural Gas Fired Combined Cycle | CS | 247.4 | Y | IPP CHP | NG | natural gas nonpeaker | FALSE
55086 | Natural Gas Fired Combined Cycle | CT | 141 | Y | IPP CHP | NG | natural gas nonpeaker | FALSE
55086 | Natural Gas Fired Combined Cycle | CT | 140 | Y | IPP CHP | NG | natural gas nonpeaker | FALSE
55086 | Natural Gas Fired Combined Cycle | CA | 85 | Y | IPP CHP | NG | natural gas nonpeaker | FALSE
55087 | Natural Gas Fired Combustion Turbine | GT | 158 | N | Electric Utility | NG | natural gas peaker | TRUE
55087 | Natural Gas Fired Combustion Turbine | GT | 158 | N | Electric Utility | NG | natural gas peaker | TRUE
55087 | Natural Gas Fired Combined Cycle | CT | 157 | N | Electric Utility | NG | natural gas nonpeaker | TRUE
55087 | Natural Gas Fired Combined Cycle | CT | 157 | N | Electric Utility | NG | natural gas nonpeaker | TRUE
55087 | Natural Gas Fired Combined Cycle | CA | 213 | N | Electric Utility | NG | natural gas nonpeaker | TRUE
55088 | Natural Gas Fired Combustion Turbine | GT | 171.8 | Y | IPP CHP | NG | natural gas peaker | FALSE
55088 | Natural Gas Fired Combustion Turbine | GT | 169.8 | Y | IPP CHP | NG | natural gas peaker | FALSE
55088 | Natural Gas Fired Combustion Turbine | GT | 150 | N | IPP CHP | NG | natural gas peaker | FALSE
55088 | Other Gases | ST | 250 | Y | IPP CHP | BFG | other | FALSE
55089 | Natural Gas Fired Combined Cycle | CT | 146.6 | Y | Industrial CHP | NG | natural gas nonpeaker | FALSE
55089 | Natural Gas Fired Combined Cycle | CT | 142.9 | Y | Industrial CHP | NG | natural gas nonpeaker | FALSE
55089 | Natural Gas Fired Combined Cycle | CT | 150.3 | Y | Industrial CHP | NG | natural gas nonpeaker | FALSE
55089 | Natural Gas Fired Combined Cycle | CA | 299.1 | Y | Industrial CHP | NG | natural gas nonpeaker | FALSE
55090 | Wood/Wood Waste Biomass | ST | 5.8 | Y | IPP CHP | WDS | biomass | FALSE
55091 | Natural Gas Fired Combined Cycle | CS | 249 | N | IPP Non-CHP | NG | natural gas nonpeaker | TRUE
55091 | Natural Gas Fired Combined Cycle | CS | 249 | N | IPP Non-CHP | NG | natural gas nonpeaker | TRUE
55091 | Natural Gas Fired Combined Cycle | CS | 240 | N | IPP Non-CHP | NG | natural gas nonpeaker | TRUE
55091 | Natural Gas Fired Combined Cycle | CS | 246 | N | IPP Non-CHP | NG | natural gas nonpeaker | TRUE
55091 | Natural Gas Fired Combined Cycle | CS | 247 | N | IPP Non-CHP | NG | natural gas nonpeaker | TRUE
55091 | Natural Gas Fired Combined Cycle | CS | 252 | N | IPP Non-CHP | NG | natural gas nonpeaker | TRUE
55093 | Landfill Gas | IC | 0.9 | N | IPP Non-CHP | LFG | biomass | TRUE
55093 | Landfill Gas | IC | 0.9 | N | IPP Non-CHP | LFG | biomass | TRUE
55093 | Landfill Gas | IC | 0.9 | N | IPP Non-CHP | LFG | biomass | TRUE
55093 | Landfill Gas | IC | 0.9 | N | IPP Non-CHP | LFG | biomass | TRUE
55094 | Landfill Gas | IC | 1.6 | Y | IPP CHP | LFG | biomass | FALSE
55094 | Landfill Gas | IC | 1.6 | Y | IPP CHP | LFG | biomass | FALSE
55094 | Landfill Gas | IC | 1.6 | Y | IPP CHP | LFG | biomass | FALSE
55094 | Landfill Gas | IC | 1.6 | Y | IPP CHP | LFG | biomass | FALSE
55096 | Natural Gas Fired Combined Cycle | CT | 34 | Y | IPP CHP | NG | natural gas nonpeaker | FALSE
55096 | Natural Gas Fired Combined Cycle | CA | 19 | Y | IPP CHP | NG | natural gas nonpeaker | FALSE
55097 | Natural Gas Fired Combined Cycle | CT | 150.2 | N | IPP Non-CHP | NG | natural gas nonpeaker | TRUE
55097 | Natural Gas Fired Combined Cycle | CT | 150.2 | N | IPP Non-CHP | NG | natural gas nonpeaker | TRUE
55097 | Natural Gas Fired Combined Cycle | CT | 150.2 | N | IPP Non-CHP | NG | natural gas nonpeaker | TRUE
55097 | Natural Gas Fired Combined Cycle | CT | 150.2 | N | IPP Non-CHP | NG | natural gas nonpeaker | TRUE
55097 | Natural Gas Fired Combined Cycle | CA | 200.6 | N | IPP Non-CHP | NG | natural gas nonpeaker | TRUE
55097 | Natural Gas Fired Combined Cycle | CA | 200.6 | N | IPP Non-CHP | NG | natural gas nonpeaker | TRUE
55098 | Natural Gas Fired Combined Cycle | CT | 164 | N | IPP Non-CHP | NG | natural gas nonpeaker | TRUE
55098 | Natural Gas Fired Combined Cycle | CT | 164 | N | IPP Non-CHP | NG | natural gas nonpeaker | TRUE
55098 | Natural Gas Fired Combined Cycle | CA | 172 | N | IPP Non-CHP | NG | natural gas nonpeaker | TRUE
55099 | Natural Gas Fired Combustion Turbine | GT | 24 | N | IPP Non-CHP | NG | natural gas peaker | TRUE
55099 | Natural Gas Fired Combustion Turbine | GT | 22 | N | IPP Non-CHP | NG | natural gas peaker | TRUE
55099 | Natural Gas Fired Combustion Turbine | GT | 22 | N | IPP Non-CHP | NG | natural gas peaker | TRUE
55099 | Natural Gas Fired Combustion Turbine | GT | 23 | N | IPP Non-CHP | NG | natural gas peaker | TRUE
55099 | Natural Gas Fired Combustion Turbine | GT | 18 | N | IPP Non-CHP | NG | natural gas peaker | TRUE
55099 | Natural Gas Fired Combustion Turbine | GT | 16 | N | IPP Non-CHP | NG | natural gas peaker | TRUE
55099 | Natural Gas Fired Combustion Turbine | GT | 19 | N | IPP Non-CHP | NG | natural gas peaker | TRUE
55099 | Natural Gas Fired Combustion Turbine | GT | 16 | N | IPP Non-CHP | NG | natural gas peaker | TRUE
55099 | Natural Gas Fired Combustion Turbine | GT | 16 | N | IPP Non-CHP | NG | natural gas peaker | TRUE
55100 | Natural Gas Fired Combined Cycle | CT | 164 | N | IPP Non-CHP | NG | natural gas nonpeaker | TRUE
55100 | Natural Gas Fired Combined Cycle | CA | 90 | N | IPP Non-CHP | NG | natural gas nonpeaker | TRUE
55101 | Natural Gas Fired Combustion Turbine | GT | 65 | N | IPP Non-CHP | NG | natural gas peaker | TRUE
55102 | Natural Gas Fired Combustion Turbine | GT | 33 | N | IPP Non-CHP | NG | natural gas peaker | TRUE
55102 | Natural Gas Fired Combustion Turbine | GT | 33 | N | IPP Non-CHP | NG | natural gas peaker | TRUE
55102 | Natural Gas Fired Combustion Turbine | GT | 33 | N | IPP Non-CHP | NG | natural gas peaker | TRUE
55102 | Natural Gas Fired Combustion Turbine | GT | 33 | N | IPP Non-CHP | NG | natural gas peaker | TRUE
55103 | Natural Gas Fired Combined Cycle | CT | 155 | Y | IPP CHP | NG | natural gas nonpeaker | FALSE
55103 | Natural Gas Fired Combined Cycle | CT | 155 | Y | IPP CHP | NG | natural gas nonpeaker | FALSE
55103 | Natural Gas Fired Combined Cycle | CA | 180 | Y | IPP CHP | NG | natural gas nonpeaker | FALSE
55104 | Natural Gas Fired Combined Cycle | CT | 32.1 | Y | IPP CHP | NG | natural gas nonpeaker | FALSE
55104 | Natural Gas Fired Combined Cycle | CT | 32.6 | Y | IPP CHP | NG | natural gas nonpeaker | FALSE
55104 | Natural Gas Fired Combined Cycle | CA | 22.5 | Y | IPP CHP | NG | natural gas nonpeaker | FALSE
55107 | Natural Gas Fired Combined Cycle | CT | 160.5 | N | IPP Non-CHP | NG | natural gas nonpeaker | TRUE
55107 | Natural Gas Fired Combined Cycle | CT | 160.5 | N | IPP Non-CHP | NG | natural gas nonpeaker | TRUE
55107 | Natural Gas Fired Combined Cycle | CA | 218 | N | IPP Non-CHP | NG | natural gas nonpeaker | TRUE
55109 | Natural Gas Fired Combustion Turbine | GT | 101.5 | N | IPP Non-CHP | NG | natural gas peaker | TRUE
55109 | Natural Gas Fired Combustion Turbine | GT | 99.9 | N | IPP Non-CHP | NG | natural gas peaker | TRUE
55109 | Natural Gas Fired Combustion Turbine | GT | 99.5 | N | IPP Non-CHP | NG | natural gas peaker | TRUE
55109 | Natural Gas Fired Combustion Turbine | GT | 29.5 | N | IPP Non-CHP | NG | natural gas peaker | TRUE
55110 | Natural Gas Fired Combustion Turbine | GT | 72 | N | Electric Utility | NG | natural gas peaker | TRUE
55110 | Natural Gas Fired Combustion Turbine | GT | 72 | N | Electric Utility | NG | natural gas peaker | TRUE
55110 | Natural Gas Fired Combustion Turbine | GT | 72 | N | Electric Utility | NG | natural gas peaker | TRUE
55110 | Natural Gas Fired Combustion Turbine | GT | 72 | N | Electric Utility | NG | natural gas peaker | TRUE
55110 | Natural Gas Fired Combustion Turbine | GT | 72 | N | Electric Utility | NG | natural gas peaker | TRUE
55110 | Natural Gas Fired Combustion Turbine | GT | 72 | N | Electric Utility | NG | natural gas peaker | TRUE
55110 | Natural Gas Fired Combustion Turbine | GT | 72 | N | Electric Utility | NG | natural gas peaker | TRUE
55110 | Natural Gas Fired Combustion Turbine | GT | 72 | N | Electric Utility | NG | natural gas peaker | TRUE
55111 | Natural Gas Fired Combustion Turbine | GT | 71 | N | Electric Utility | NG | natural gas peaker | TRUE
55111 | Natural Gas Fired Combustion Turbine | GT | 71 | N | Electric Utility | NG | natural gas peaker | TRUE
55111 | Natural Gas Fired Combustion Turbine | GT | 71 | N | Electric Utility | NG | natural gas peaker | TRUE
55111 | Natural Gas Fired Combustion Turbine | GT | 71 | N | Electric Utility | NG | natural gas peaker | TRUE
55111 | Natural Gas Fired Combustion Turbine | GT | 71 | N | Electric Utility | NG | natural gas peaker | TRUE
55111 | Natural Gas Fired Combustion Turbine | GT | 71 | N | Electric Utility | NG | natural gas peaker | TRUE
55111 | Natural Gas Fired Combustion Turbine | GT | 71 | N | Electric Utility | NG | natural gas peaker | TRUE
55111 | Natural Gas Fired Combustion Turbine | GT | 71 | N | Electric Utility | NG | natural gas peaker | TRUE
55112 | Natural Gas Fired Combined Cycle | CT | 175 | N | IPP Non-CHP | NG | natural gas nonpeaker | TRUE
55112 | Natural Gas Fired Combined Cycle | CT | 175 | N | IPP Non-CHP | NG | natural gas nonpeaker | TRUE
55112 | Natural Gas Fired Combined Cycle | CA | 180 | N | IPP Non-CHP | NG | natural gas nonpeaker | TRUE
55116 | Natural Gas Fired Combustion Turbine | GT | 165 | N | Electric Utility | NG | natural gas peaker | TRUE
55116 | Natural Gas Fired Combustion Turbine | GT | 165 | N | Electric Utility | NG | natural gas peaker | TRUE
55116 | Natural Gas Fired Combustion Turbine | GT | 165 | N | Electric Utility | NG | natural gas peaker | TRUE
55116 | Natural Gas Fired Combustion Turbine | GT | 165 | N | Electric Utility | NG | natural gas peaker | TRUE
55116 | Natural Gas Fired Combustion Turbine | GT | 165 | N | Electric Utility | NG | natural gas peaker | TRUE
55117 | Natural Gas Fired Combined Cycle | CA | 80 | Y | Industrial CHP | NG | natural gas nonpeaker | FALSE
55117 | Natural Gas Fired Combined Cycle | CT | 167.7 | Y | Industrial CHP | NG | natural gas nonpeaker | FALSE
55117 | Natural Gas Fired Combined Cycle | CT | 167.7 | Y | Industrial CHP | NG | natural gas nonpeaker | FALSE
55122 | Natural Gas Fired Combustion Turbine | GT | 35 | Y | Industrial CHP | NG | natural gas peaker | FALSE
55122 | Natural Gas Fired Combustion Turbine | GT | 35 | Y | Industrial CHP | NG | natural gas peaker | FALSE
55123 | Natural Gas Fired Combined Cycle | CT | 221 | N | IPP Non-CHP | NG | natural gas nonpeaker | TRUE
55123 | Natural Gas Fired Combined Cycle | CT | 221 | N | IPP Non-CHP | NG | natural gas nonpeaker | TRUE
55123 | Natural Gas Fired Combined Cycle | CA | 240 | N | IPP Non-CHP | NG | natural gas nonpeaker | TRUE
55124 | Natural Gas Fired Combined Cycle | CT | 147 | N | IPP Non-CHP | NG | natural gas nonpeaker | TRUE
55124 | Natural Gas Fired Combined Cycle | CT | 147 | N | IPP Non-CHP | NG | natural gas nonpeaker | TRUE
55124 | Natural Gas Fired Combined Cycle | CA | 276 | N | IPP Non-CHP | NG | natural gas nonpeaker | TRUE
55125 | Onshore Wind Turbine | WT | 25 | N | IPP Non-CHP | WND | onshore wind | TRUE
55126 | Natural Gas Fired Combined Cycle | CS | 253.6 | N | IPP Non-CHP | NG | natural gas nonpeaker | TRUE
55126 | Natural Gas Fired Combined Cycle | CS | 253.1 | N | IPP Non-CHP | NG | natural gas nonpeaker | TRUE
55127 | Natural Gas Fired Combustion Turbine | GT | 132 | N | IPP Non-CHP | NG | natural gas peaker | TRUE
55127 | Natural Gas Fired Combustion Turbine | GT | 132 | N | IPP Non-CHP | NG | natural gas peaker | TRUE
55128 | Natural Gas Fired Combustion Turbine | GT | 151.5 | N | IPP Non-CHP | NG | natural gas peaker | TRUE
55128 | Natural Gas Fired Combustion Turbine | GT | 151.5 | N | IPP Non-CHP | NG | natural gas peaker | TRUE
55128 | Natural Gas Fired Combustion Turbine | GT | 151.5 | N | IPP Non-CHP | NG | natural gas peaker | TRUE
55129 | Natural Gas Fired Combined Cycle | CT | 162 | N | Electric Utility | NG | natural gas nonpeaker | TRUE
55129 | Natural Gas Fired Combined Cycle | CT | 162 | N | Electric Utility | NG | natural gas nonpeaker | TRUE
55129 | Natural Gas Fired Combined Cycle | CA | 253 | N | Electric Utility | NG | natural gas nonpeaker | TRUE
55131 | Natural Gas Fired Combined Cycle | CT | 160 | N | IPP Non-CHP | NG | natural gas nonpeaker | TRUE
55131 | Natural Gas Fired Combined Cycle | CT | 160 | N | IPP Non-CHP | NG | natural gas nonpeaker | TRUE
55131 | Natural Gas Fired Combined Cycle | CT | 160 | N | IPP Non-CHP | NG | natural gas nonpeaker | TRUE
55131 | Natural Gas Fired Combined Cycle | CT | 160 | N | IPP Non-CHP | NG | natural gas nonpeaker | TRUE
55131 | Natural Gas Fired Combined Cycle | CA | 125 | N | IPP Non-CHP | NG | natural gas nonpeaker | TRUE
55131 | Natural Gas Fired Combined Cycle | CA | 125 | N | IPP Non-CHP | NG | natural gas nonpeaker | TRUE
55131 | Natural Gas Fired Combined Cycle | CA | 125 | N | IPP Non-CHP | NG | natural gas nonpeaker | TRUE
55131 | Natural Gas Fired Combined Cycle | CA | 125 | N | IPP Non-CHP | NG | natural gas nonpeaker | TRUE
55132 | Natural Gas Fired Combined Cycle | CT | 149 | N | IPP Non-CHP | NG | natural gas nonpeaker | TRUE
55132 | Natural Gas Fired Combined Cycle | CT | 148 | N | IPP Non-CHP | NG | natural gas nonpeaker | TRUE
55132 | Natural Gas Fired Combined Cycle | CT | 149 | N | IPP Non-CHP | NG | natural gas nonpeaker | TRUE
55132 | Natural Gas Fired Combined Cycle | CA | 398 | N | IPP Non-CHP | NG | natural gas nonpeaker | TRUE
55133 | Petroleum Liquids | IC | 1.6 | N | Industrial Non-CHP | DFO | petroleum | FALSE
55133 | Petroleum Liquids | IC | 1.6 | N | Industrial Non-CHP | DFO | petroleum | FALSE
55133 | Petroleum Liquids | IC | 1.6 | N | Industrial Non-CHP | DFO | petroleum | FALSE
55133 | Petroleum Liquids | IC | 1.6 | N | Industrial Non-CHP | DFO | petroleum | FALSE
55133 | Petroleum Liquids | IC | 1.6 | N | Industrial Non-CHP | DFO | petroleum | FALSE
55133 | Petroleum Liquids | IC | 1.6 | N | Industrial Non-CHP | DFO | petroleum | FALSE
55133 | Petroleum Liquids | IC | 1.6 | N | Industrial Non-CHP | DFO | petroleum | FALSE
55135 | Natural Gas Fired Combustion Turbine | GT | 153.4 | N | Electric Utility | NG | natural gas peaker | TRUE
55135 | Natural Gas Fired Combustion Turbine | GT | 149.8 | N | Electric Utility | NG | natural gas peaker | TRUE
55137 | Natural Gas Fired Combined Cycle | CT | 149 | N | Electric Utility | NG | natural gas nonpeaker | TRUE
55137 | Natural Gas Fired Combined Cycle | CT | 148 | N | Electric Utility | NG | natural gas nonpeaker | TRUE
55137 | Natural Gas Fired Combined Cycle | CT | 159 | N | Electric Utility | NG | natural gas nonpeaker | TRUE
55137 | Natural Gas Fired Combined Cycle | CA | 300 | N | Electric Utility | NG | natural gas nonpeaker | TRUE
55138 | Natural Gas Fired Combustion Turbine | GT | 50 | N | IPP Non-CHP | NG | natural gas peaker | TRUE
55138 | Natural Gas Fired Combustion Turbine | GT | 50 | N | IPP Non-CHP | NG | natural gas peaker | TRUE
55139 | Natural Gas Fired Combined Cycle | CT | 212.5 | N | IPP Non-CHP | NG | natural gas nonpeaker | TRUE
55139 | Natural Gas Fired Combined Cycle | CT | 212.5 | N | IPP Non-CHP | NG | natural gas nonpeaker | TRUE
55139 | Natural Gas Fired Combined Cycle | CA | 248.3 | N | IPP Non-CHP | NG | natural gas nonpeaker | TRUE
55141 | Natural Gas Fired Combustion Turbine | GT | 162.6 | N | Electric Utility | NG | natural gas peaker | TRUE
55141 | Natural Gas Fired Combustion Turbine | GT | 161.4 | N | Electric Utility | NG | natural gas peaker | TRUE
55141 | Natural Gas Fired Combustion Turbine | GT | 162.9 | N | Electric Utility | NG | natural gas peaker | TRUE
55144 | Natural Gas Fired Combined Cycle | CS | 215 | N | IPP Non-CHP | NG | natural gas nonpeaker | TRUE
55144 | Natural Gas Fired Combined Cycle | CS | 215 | N | IPP Non-CHP | NG | natural gas nonpeaker | TRUE
55144 | Natural Gas Fired Combined Cycle | CS | 224 | N | IPP Non-CHP | NG | natural gas nonpeaker | TRUE
55144 | Natural Gas Fired Combined Cycle | CS | 227 | N | IPP Non-CHP | NG | natural gas nonpeaker | TRUE
55146 | Natural Gas Fired Combined Cycle | CT | 155 | N | IPP Non-CHP | NG | natural gas nonpeaker | TRUE
55146 | Natural Gas Fired Combined Cycle | CT | 155 | N | IPP Non-CHP | NG | natural gas nonpeaker | TRUE
55146 | Natural Gas Fired Combined Cycle | CT | 155 | N | IPP Non-CHP | NG | natural gas nonpeaker | TRUE
55146 | Natural Gas Fired Combined Cycle | CA | 106 | N | IPP Non-CHP | NG | natural gas nonpeaker | TRUE
55146 | Natural Gas Fired Combined Cycle | CA | 106 | N | IPP Non-CHP | NG | natural gas nonpeaker | TRUE
55146 | Natural Gas Fired Combined Cycle | CA | 106 | N | IPP Non-CHP | NG | natural gas nonpeaker | TRUE
55148 | Natural Gas Fired Combustion Turbine | GT | 43.9 | N | Electric Utility | NG | natural gas peaker | TRUE
55148 | Natural Gas Fired Combustion Turbine | GT | 44 | N | Electric Utility | NG | natural gas peaker | TRUE
55148 | Natural Gas Fired Combustion Turbine | GT | 43 | N | Electric Utility | NG | natural gas peaker | TRUE
55148 | Natural Gas Fired Combustion Turbine | GT | 43.6 | N | Electric Utility | NG | natural gas peaker | TRUE
55149 | Natural Gas Fired Combined Cycle | CS | 245.8 | N | IPP Non-CHP | NG | natural gas nonpeaker | TRUE
55149 | Natural Gas Fired Combined Cycle | CS | 251.2 | N | IPP Non-CHP | NG | natural gas nonpeaker | TRUE
55149 | Natural Gas Fired Combined Cycle | CS | 260.3 | N | IPP Non-CHP | NG | natural gas nonpeaker | TRUE
55151 | Natural Gas Fired Combined Cycle | CS | 243.7 | N | IPP Non-CHP | NG | natural gas nonpeaker | TRUE
55151 | Natural Gas Fired Combined Cycle | CS | 241.6 | N | IPP Non-CHP | NG | natural gas nonpeaker | TRUE
55151 | Natural Gas Fired Combined Cycle | CS | 237.4 | N | IPP Non-CHP | NG | natural gas nonpeaker | TRUE
55151 | Natural Gas Fired Combined Cycle | CS | 242.7 | N | IPP Non-CHP | NG | natural gas nonpeaker | TRUE
55152 | Petroleum Liquids | IC | 1.3 | N | Commercial Non-CHP | DFO | petroleum | FALSE
55152 | Petroleum Liquids | IC | 1.3 | N | Commercial Non-CHP | DFO | petroleum | FALSE
55153 | Natural Gas Fired Combined Cycle | CT | 148 | N | IPP Non-CHP | NG | natural gas nonpeaker | TRUE
55153 | Natural Gas Fired Combined Cycle | CT | 148 | N | IPP Non-CHP | NG | natural gas nonpeaker | TRUE
55153 | Natural Gas Fired Combined Cycle | CT | 148 | N | IPP Non-CHP | NG | natural gas nonpeaker | TRUE
55153 | Natural Gas Fired Combined Cycle | CT | 148 | N | IPP Non-CHP | NG | natural gas nonpeaker | TRUE
55153 | Natural Gas Fired Combined Cycle | CA | 197 | N | IPP Non-CHP | NG | natural gas nonpeaker | TRUE
55153 | Natural Gas Fired Combined Cycle | CA | 197 | N | IPP Non-CHP | NG | natural gas nonpeaker | TRUE
55154 | Natural Gas Fired Combined Cycle | CT | 169 | N | Electric Utility | NG | natural gas nonpeaker | TRUE
55154 | Natural Gas Fired Combined Cycle | CT | 169 | N | Electric Utility | NG | natural gas nonpeaker | TRUE
55154 | Natural Gas Fired Combined Cycle | CA | 172 | N | Electric Utility | NG | natural gas nonpeaker | TRUE
55155 | Landfill Gas | IC | 0.9 | N | IPP Non-CHP | LFG | biomass | TRUE
55155 | Landfill Gas | IC | 0.9 | N | IPP Non-CHP | LFG | biomass | TRUE
55155 | Landfill Gas | IC | 0.9 | N | IPP Non-CHP | LFG | biomass | TRUE
55155 | Landfill Gas | IC | 1.6 | N | IPP Non-CHP | LFG | biomass | TRUE
55155 | Landfill Gas | IC | 1.6 | N | IPP Non-CHP | LFG | biomass | TRUE
55156 | Landfill Gas | IC | 0.9 | N | IPP Non-CHP | LFG | biomass | TRUE
55156 | Landfill Gas | IC | 0.9 | N | IPP Non-CHP | LFG | biomass | TRUE
55156 | Landfill Gas | IC | 1.6 | N | IPP Non-CHP | LFG | biomass | TRUE
55156 | Landfill Gas | IC | 1.6 | N | IPP Non-CHP | LFG | biomass | TRUE
55156 | Landfill Gas | IC | 1.6 | N | IPP Non-CHP | LFG | biomass | TRUE
55161 | Landfill Gas | IC | 2.7 | N | IPP Non-CHP | LFG | biomass | TRUE
55161 | Landfill Gas | IC | 2.7 | N | IPP Non-CHP | LFG | biomass | TRUE
55163 | Landfill Gas | IC | 0.9 | N | IPP Non-CHP | LFG | biomass | TRUE
55163 | Landfill Gas | IC | 0.9 | N | IPP Non-CHP | LFG | biomass | TRUE
55163 | Landfill Gas | IC | 0.9 | N | IPP Non-CHP | LFG | biomass | TRUE
55164 | Natural Gas Fired Combustion Turbine | GT | 167 | N | Electric Utility | NG | natural gas peaker | TRUE
55164 | Natural Gas Fired Combustion Turbine | GT | 167 | N | Electric Utility | NG | natural gas peaker | TRUE
55164 | Natural Gas Fired Combustion Turbine | GT | 167 | N | Electric Utility | NG | natural gas peaker | TRUE
55165 | Natural Gas Fired Combustion Turbine | GT | 142.2 | N | Electric Utility | NG | natural gas peaker | TRUE
55165 | Natural Gas Fired Combustion Turbine | GT | 159.4 | N | Electric Utility | NG | natural gas peaker | TRUE
55166 | Natural Gas Fired Combustion Turbine | GT | 175.9 | N | IPP Non-CHP | NG | natural gas peaker | TRUE
55166 | Natural Gas Fired Combustion Turbine | GT | 165.8 | N | IPP Non-CHP | NG | natural gas peaker | TRUE
55166 | Natural Gas Fired Combustion Turbine | GT | 168.2 | N | IPP Non-CHP | NG | natural gas peaker | TRUE
55166 | Natural Gas Fired Combustion Turbine | GT | 169.5 | N | IPP Non-CHP | NG | natural gas peaker | TRUE
55166 | Natural Gas Fired Combustion Turbine | GT | 171.4 | N | IPP Non-CHP | NG | natural gas peaker | TRUE
55168 | Natural Gas Fired Combined Cycle | CT | 149 | N | IPP Non-CHP | NG | natural gas nonpeaker | TRUE
55168 | Natural Gas Fired Combined Cycle | CT | 149 | N | IPP Non-CHP | NG | natural gas nonpeaker | TRUE
55168 | Natural Gas Fired Combined Cycle | CA | 227 | N | IPP Non-CHP | NG | natural gas nonpeaker | TRUE
55170 | Natural Gas Fired Combined Cycle | CT | 222 | N | IPP Non-CHP | NG | natural gas nonpeaker | TRUE
55170 | Natural Gas Fired Combined Cycle | CT | 222 | N | IPP Non-CHP | NG | natural gas nonpeaker | TRUE
55170 | Natural Gas Fired Combined Cycle | CA | 234 | N | IPP Non-CHP | NG | natural gas nonpeaker | TRUE
55172 | Natural Gas Fired Combined Cycle | CT | 154 | N | IPP Non-CHP | NG | natural gas nonpeaker | TRUE
55172 | Natural Gas Fired Combined Cycle | CT | 154 | N | IPP Non-CHP | NG | natural gas nonpeaker | TRUE
55172 | Natural Gas Fired Combined Cycle | CT | 154 | N | IPP Non-CHP | NG | natural gas nonpeaker | TRUE
55172 | Natural Gas Fired Combined Cycle | CA | 86 | N | IPP Non-CHP | NG | natural gas nonpeaker | TRUE
55172 | Natural Gas Fired Combined Cycle | CA | 200 | N | IPP Non-CHP | NG | natural gas nonpeaker | TRUE
55173 | Natural Gas Fired Combined Cycle | CT | 172.4 | N | Electric Utility | NG | natural gas nonpeaker | TRUE
55173 | Natural Gas Fired Combined Cycle | CT | 174.7 | N | Electric Utility | NG | natural gas nonpeaker | TRUE
55173 | Natural Gas Fired Combined Cycle | CT | 158.4 | N | Electric Utility | NG | natural gas nonpeaker | TRUE
55173 | Natural Gas Fired Combined Cycle | CT | 154.5 | N | Electric Utility | NG | natural gas nonpeaker | TRUE
55173 | Natural Gas Fired Combined Cycle | CA | 219.1 | N | Electric Utility | NG | natural gas nonpeaker | TRUE
55173 | Natural Gas Fired Combined Cycle | CA | 244 | N | Electric Utility | NG | natural gas nonpeaker | TRUE
55176 | Natural Gas Fired Combined Cycle | CT | 146.2 | Y | IPP CHP | NG | natural gas nonpeaker | FALSE
55176 | Natural Gas Fired Combined Cycle | CT | 146.2 | Y | IPP CHP | NG | natural gas nonpeaker | FALSE
55176 | Natural Gas Fired Combined Cycle | CA | 109.8 | Y | IPP CHP | NG | natural gas nonpeaker | FALSE
55177 | Natural Gas Fired Combined Cycle | CT | 180 | N | IPP Non-CHP | NG | natural gas nonpeaker | TRUE
55177 | Natural Gas Fired Combined Cycle | CT | 180 | N | IPP Non-CHP | NG | natural gas nonpeaker | TRUE
55177 | Natural Gas Fired Combined Cycle | CA | 190 | N | IPP Non-CHP | NG | natural gas nonpeaker | TRUE
55178 | Natural Gas Fired Combined Cycle | CT | 180 | N | IPP Non-CHP | NG | natural gas nonpeaker | TRUE
55178 | Natural Gas Fired Combined Cycle | CT | 176 | N | IPP Non-CHP | NG | natural gas nonpeaker | TRUE
55178 | Natural Gas Fired Combined Cycle | CA | 260 | N | IPP Non-CHP | NG | natural gas nonpeaker | TRUE
55179 | Natural Gas Fired Combined Cycle | CT | 150 | N | IPP Non-CHP | NG | natural gas nonpeaker | TRUE
55179 | Natural Gas Fired Combined Cycle | CA | 98 | N | IPP Non-CHP | NG | natural gas nonpeaker | TRUE
55182 | Natural Gas Fired Combined Cycle | CA | 245 | N | IPP Non-CHP | NG | natural gas nonpeaker | TRUE
55182 | Natural Gas Fired Combined Cycle | CT | 150 | N | IPP Non-CHP | NG | natural gas nonpeaker | TRUE
55182 | Natural Gas Fired Combined Cycle | CT | 150 | N | IPP Non-CHP | NG | natural gas nonpeaker | TRUE
55183 | Natural Gas Fired Combined Cycle | CT | 155.7 | N | IPP Non-CHP | NG | natural gas nonpeaker | TRUE
55183 | Natural Gas Fired Combined Cycle | CT | 155.7 | N | IPP Non-CHP | NG | natural gas nonpeaker | TRUE
55183 | Natural Gas Fired Combined Cycle | CA | 129.6 | N | IPP Non-CHP | NG | natural gas nonpeaker | TRUE
55183 | Natural Gas Fired Combined Cycle | CA | 129.6 | N | IPP Non-CHP | NG | natural gas nonpeaker | TRUE
55184 | Natural Gas Fired Combustion Turbine | GT | 2.8 | Y | Industrial CHP | NG | natural gas peaker | FALSE
55184 | Natural Gas Fired Combustion Turbine | GT | 2.8 | Y | Industrial CHP | NG | natural gas peaker | FALSE
55187 | Natural Gas Fired Combined Cycle | CT | 171 | Y | IPP CHP | NG | natural gas nonpeaker | FALSE
55187 | Natural Gas Fired Combined Cycle | CT | 165 | Y | IPP CHP | NG | natural gas nonpeaker | FALSE
55187 | Natural Gas Fired Combined Cycle | CT | 167 | Y | IPP CHP | NG | natural gas nonpeaker | FALSE
55187 | Natural Gas Fired Combined Cycle | CT | 171 | Y | IPP CHP | NG | natural gas nonpeaker | FALSE
55187 | Natural Gas Fired Combined Cycle | CA | 145 | Y | IPP CHP | NG | natural gas nonpeaker | FALSE
55188 | Natural Gas Fired Combined Cycle | CT | 165 | N | IPP Non-CHP | NG | natural gas nonpeaker | TRUE
55188 | Natural Gas Fired Combined Cycle | CT | 165 | N | IPP Non-CHP | NG | natural gas nonpeaker | TRUE
55188 | Natural Gas Fired Combined Cycle | CA | 191.2 | N | IPP Non-CHP | NG | natural gas nonpeaker | TRUE
55192 | Natural Gas Fired Combustion Turbine | GT | 157 | N | IPP Non-CHP | NG | natural gas peaker | TRUE
55192 | Natural Gas Fired Combustion Turbine | GT | 157 | N | IPP Non-CHP | NG | natural gas peaker | TRUE
55192 | Natural Gas Fired Combustion Turbine | GT | 157 | N | IPP Non-CHP | NG | natural gas peaker | TRUE
55193 | Natural Gas Fired Combined Cycle | CT | 174 | N | IPP Non-CHP | NG | natural gas nonpeaker | TRUE
55193 | Natural Gas Fired Combined Cycle | CT | 174 | N | IPP Non-CHP | NG | natural gas nonpeaker | TRUE
55193 | Natural Gas Fired Combined Cycle | CA | 178 | N | IPP Non-CHP | NG | natural gas nonpeaker | TRUE
55196 | Natural Gas Fired Combustion Turbine | GT | 44 | N | IPP Non-CHP | NG | natural gas peaker | TRUE
55196 | Natural Gas Fired Combustion Turbine | GT | 44 | N | IPP Non-CHP | NG | natural gas peaker | TRUE
55197 | Natural Gas Fired Combined Cycle | CT | 157 | N | Electric Utility | NG | natural gas nonpeaker | TRUE
55197 | Natural Gas Fired Combined Cycle | CT | 157 | N | Electric Utility | NG | natural gas nonpeaker | TRUE
55197 | Natural Gas Fired Combined Cycle | CT | 157 | N | Electric Utility | NG | natural gas nonpeaker | TRUE
55197 | Natural Gas Fired Combined Cycle | CA | 98 | N | Electric Utility | NG | natural gas nonpeaker | TRUE
55197 | Natural Gas Fired Combined Cycle | CA | 98 | N | Electric Utility | NG | natural gas nonpeaker | TRUE
55197 | Natural Gas Fired Combined Cycle | CA | 98 | N | Electric Utility | NG | natural gas nonpeaker | TRUE
55198 | Natural Gas Fired Combustion Turbine | GT | 165 | N | IPP Non-CHP | NG | natural gas peaker | TRUE
55198 | Natural Gas Fired Combustion Turbine | GT | 165 | N | IPP Non-CHP | NG | natural gas peaker | TRUE
55198 | Natural Gas Fired Combustion Turbine | GT | 165 | N | IPP Non-CHP | NG | natural gas peaker | TRUE
55198 | Natural Gas Fired Combustion Turbine | GT | 165 | N | IPP Non-CHP | NG | natural gas peaker | TRUE
55198 | Natural Gas Fired Combustion Turbine | GT | 165 | N | IPP Non-CHP | NG | natural gas peaker | TRUE
55199 | Natural Gas Fired Combustion Turbine | GT | 150 | N | IPP Non-CHP | NG | natural gas peaker | TRUE
55199 | Natural Gas Fired Combustion Turbine | GT | 150 | N | IPP Non-CHP | NG | natural gas peaker | TRUE
55199 | Natural Gas Fired Combustion Turbine | GT | 150 | N | IPP Non-CHP | NG | natural gas peaker | TRUE
55199 | Natural Gas Fired Combustion Turbine | GT | 150 | N | IPP Non-CHP | NG | natural gas peaker | TRUE
55199 | Natural Gas Fired Combustion Turbine | GT | 150 | N | IPP Non-CHP | NG | natural gas peaker | TRUE
55199 | Natural Gas Fired Combustion Turbine | GT | 150 | N | IPP Non-CHP | NG | natural gas peaker | TRUE
55199 | Natural Gas Fired Combustion Turbine | GT | 150 | N | IPP Non-CHP | NG | natural gas peaker | TRUE
55199 | Natural Gas Fired Combustion Turbine | GT | 150 | N | IPP Non-CHP | NG | natural gas peaker | TRUE
55199 | Natural Gas Fired Combustion Turbine | GT | 150 | N | IPP Non-CHP | NG | natural gas peaker | TRUE
55200 | Natural Gas Fired Combined Cycle | CT | 39 | N | IPP Non-CHP | NG | natural gas nonpeaker | TRUE
55200 | Natural Gas Fired Combined Cycle | CT | 39 | N | IPP Non-CHP | NG | natural gas nonpeaker | TRUE
55200 | Natural Gas Fired Combined Cycle | CA | 44.5 | N | IPP Non-CHP | NG | natural gas nonpeaker | TRUE
55201 | Natural Gas Fired Combustion Turbine | GT | 114 | N | IPP Non-CHP | NG | natural gas peaker | TRUE
55201 | Natural Gas Fired Combustion Turbine | GT | 114 | N | IPP Non-CHP | NG | natural gas peaker | TRUE
55202 | Natural Gas Fired Combustion Turbine | GT | 44 | N | Electric Utility | NG | natural gas peaker | TRUE
55202 | Natural Gas Fired Combustion Turbine | GT | 44 | N | Electric Utility | NG | natural gas peaker | TRUE
55202 | Natural Gas Fired Combustion Turbine | GT | 44 | N | Electric Utility | NG | natural gas peaker | TRUE
55202 | Natural Gas Fired Combustion Turbine | GT | 44 | N | Electric Utility | NG | natural gas peaker | TRUE
55202 | Natural Gas Fired Combustion Turbine | GT | 35 | N | Electric Utility | NG | natural gas peaker | TRUE
55202 | Natural Gas Fired Combustion Turbine | GT | 35 | N | Electric Utility | NG | natural gas peaker | TRUE
55202 | Natural Gas Fired Combustion Turbine | GT | 35 | N | Electric Utility | NG | natural gas peaker | TRUE
55202 | Natural Gas Fired Combustion Turbine | GT | 35 | N | Electric Utility | NG | natural gas peaker | TRUE
55203 | Onshore Wind Turbine | WT | 5.2 | N | IPP Non-CHP | WND | onshore wind | TRUE
55204 | Natural Gas Fired Combustion Turbine | GT | 104 | N | Electric Utility | NG | natural gas peaker | TRUE
55204 | Natural Gas Fired Combustion Turbine | GT | 103 | N | Electric Utility | NG | natural gas peaker | TRUE
55206 | Natural Gas Fired Combined Cycle | CT | 152 | Y | IPP CHP | NG | natural gas nonpeaker | FALSE
55206 | Natural Gas Fired Combined Cycle | CT | 152 | Y | IPP CHP | NG | natural gas nonpeaker | FALSE
55206 | Natural Gas Fired Combined Cycle | CA | 165 | Y | IPP CHP | NG | natural gas nonpeaker | FALSE
55207 | Natural Gas Fired Combustion Turbine | GT | 39.9 | N | IPP Non-CHP | NG | natural gas peaker | TRUE
55207 | Natural Gas Fired Combustion Turbine | GT | 39.9 | N | IPP Non-CHP | NG | natural gas peaker | TRUE
55208 | Onshore Wind Turbine | WT | 104.5 | N | IPP Non-CHP | WND | onshore wind | TRUE
55210 | Natural Gas Fired Combined Cycle | CT | 141 | N | Electric Utility | NG | natural gas nonpeaker | TRUE
55210 | Natural Gas Fired Combined Cycle | CA | 94.6 | N | Electric Utility | NG | natural gas nonpeaker | TRUE
55211 | Natural Gas Fired Combined Cycle | CS | 254.7 | N | IPP Non-CHP | NG | natural gas nonpeaker | TRUE
55211 | Natural Gas Fired Combined Cycle | CS | 247.3 | N | IPP Non-CHP | NG | natural gas nonpeaker | TRUE
55212 | Natural Gas Fired Combined Cycle | CS | 247.3 | N | IPP Non-CHP | NG | natural gas nonpeaker | TRUE
55212 | Natural Gas Fired Combined Cycle | CS | 239.3 | N | IPP Non-CHP | NG | natural gas nonpeaker | TRUE
55215 | Natural Gas Fired Combined Cycle | CT | 148.9 | N | IPP Non-CHP | NG | natural gas nonpeaker | TRUE
55215 | Natural Gas Fired Combined Cycle | CT | 135.2 | N | IPP Non-CHP | NG | natural gas nonpeaker | TRUE
55215 | Natural Gas Fired Combined Cycle | CT | 136.7 | N | IPP Non-CHP | NG | natural gas nonpeaker | TRUE
55215 | Natural Gas Fired Combined Cycle | CT | 142.8 | N | IPP Non-CHP | NG | natural gas nonpeaker | TRUE
55215 | Natural Gas Fired Combined Cycle | CA | 208.9 | N | IPP Non-CHP | NG | natural gas nonpeaker | TRUE
55215 | Natural Gas Fired Combined Cycle | CA | 211.5 | N | IPP Non-CHP | NG | natural gas nonpeaker | TRUE
55216 | Natural Gas Fired Combined Cycle | CA | 62 | Y | IPP CHP | NG | natural gas nonpeaker | FALSE
55216 | Natural Gas Fired Combined Cycle | CT | 40.6 | Y | IPP CHP | NG | natural gas nonpeaker | FALSE
55216 | Natural Gas Fired Combined Cycle | CT | 40.6 | Y | IPP CHP | NG | natural gas nonpeaker | FALSE
55216 | Natural Gas Fired Combined Cycle | CT | 40.6 | Y | IPP CHP | NG | natural gas nonpeaker | FALSE
55217 | Natural Gas Fired Combined Cycle | CT | 165 | Y | IPP CHP | NG | natural gas nonpeaker | FALSE
55217 | Natural Gas Fired Combined Cycle | CT | 165 | Y | IPP CHP | NG | natural gas nonpeaker | FALSE
55217 | Natural Gas Fired Combined Cycle | CA | 237 | Y | IPP CHP | NG | natural gas nonpeaker | FALSE
55218 | Natural Gas Fired Combined Cycle | CT | 142.2 | N | Electric Utility | NG | natural gas nonpeaker | TRUE
55218 | Natural Gas Fired Combined Cycle | CT | 143.2 | N | Electric Utility | NG | natural gas nonpeaker | TRUE
55218 | Natural Gas Fired Combined Cycle | CA | 159 | N | Electric Utility | NG | natural gas nonpeaker | TRUE
55220 | Natural Gas Fired Combined Cycle | CT | 146.9 | N | Electric Utility | NG | natural gas nonpeaker | TRUE
55220 | Natural Gas Fired Combined Cycle | CT | 146.6 | N | Electric Utility | NG | natural gas nonpeaker | TRUE
55220 | Natural Gas Fired Combined Cycle | CA | 159.3 | N | Electric Utility | NG | natural gas nonpeaker | TRUE
55221 | Natural Gas Fired Combined Cycle | CT | 47 | N | Electric Utility | NG | natural gas nonpeaker | TRUE
55221 | Natural Gas Fired Combined Cycle | CT | 47 | N | Electric Utility | NG | natural gas nonpeaker | TRUE
55221 | Natural Gas Fired Combined Cycle | CT | 47 | N | Electric Utility | NG | natural gas nonpeaker | TRUE
55221 | Natural Gas Fired Combined Cycle | CT | 47 | N | Electric Utility | NG | natural gas nonpeaker | TRUE
55221 | Natural Gas Fired Combined Cycle | CT | 47 | N | Electric Utility | NG | natural gas nonpeaker | TRUE
55221 | Natural Gas Fired Combined Cycle | CT | 47 | N | Electric Utility | NG | natural gas nonpeaker | TRUE
55221 | Natural Gas Fired Combined Cycle | CT | 76 | N | Electric Utility | NG | natural gas nonpeaker | TRUE
55221 | Natural Gas Fired Combined Cycle | CA | 95 | N | Electric Utility | NG | natural gas nonpeaker | TRUE
55221 | Natural Gas Fired Combined Cycle | CA | 95 | N | Electric Utility | NG | natural gas nonpeaker | TRUE
55222 | Natural Gas Fired Combustion Turbine | GT | 77.5 | N | IPP Non-CHP | NG | natural gas peaker | TRUE
55222 | Natural Gas Fired Combustion Turbine | GT | 77.8 | N | IPP Non-CHP | NG | natural gas peaker | TRUE
55222 | Natural Gas Fired Combustion Turbine | GT | 78 | N | IPP Non-CHP | NG | natural gas peaker | TRUE
55222 | Natural Gas Fired Combustion Turbine | GT | 78 | N | IPP Non-CHP | NG | natural gas peaker | TRUE
55222 | Natural Gas Fired Combustion Turbine | GT | 77.5 | N | IPP Non-CHP | NG | natural gas peaker | TRUE
55222 | Natural Gas Fired Combustion Turbine | GT | 77.3 | N | IPP Non-CHP | NG | natural gas peaker | TRUE
55222 | Natural Gas Fired Combustion Turbine | GT | 78.2 | N | IPP Non-CHP | NG | natural gas peaker | TRUE
55222 | Natural Gas Fired Combustion Turbine | GT | 78.6 | N | IPP Non-CHP | NG | natural gas peaker | TRUE
55223 | Natural Gas Fired Combined Cycle | CT | 245.1 | N | IPP Non-CHP | NG | natural gas nonpeaker | TRUE
55223 | Natural Gas Fired Combined Cycle | CA | 114.4 | N | IPP Non-CHP | NG | natural gas nonpeaker | TRUE
55224 | Natural Gas Fired Combustion Turbine | GT | 115 | N | Electric Utility | NG | natural gas peaker | TRUE
55224 | Natural Gas Fired Combustion Turbine | GT | 115 | N | Electric Utility | NG | natural gas peaker | TRUE
55224 | Natural Gas Fired Combustion Turbine | GT | 115 | N | Electric Utility | NG | natural gas peaker | TRUE
55224 | Natural Gas Fired Combustion Turbine | GT | 115 | N | Electric Utility | NG | natural gas peaker | TRUE
55225 | Natural Gas Fired Combined Cycle | CT | 149.3 | N | IPP Non-CHP | NG | natural gas nonpeaker | TRUE
55225 | Natural Gas Fired Combined Cycle | CT | 149.3 | N | IPP Non-CHP | NG | natural gas nonpeaker | TRUE
55225 | Natural Gas Fired Combined Cycle | CT | 149.3 | N | IPP Non-CHP | NG | natural gas nonpeaker | TRUE
55225 | Natural Gas Fired Combined Cycle | CT | 149.3 | N | IPP Non-CHP | NG | natural gas nonpeaker | TRUE
55225 | Natural Gas Fired Combined Cycle | CA | 244.6 | N | IPP Non-CHP | NG | natural gas nonpeaker | TRUE
55225 | Natural Gas Fired Combined Cycle | CA | 244.6 | N | IPP Non-CHP | NG | natural gas nonpeaker | TRUE
55226 | Natural Gas Fired Combined Cycle | CT | 153 | N | IPP Non-CHP | NG | natural gas nonpeaker | TRUE
55226 | Natural Gas Fired Combined Cycle | CT | 153 | N | IPP Non-CHP | NG | natural gas nonpeaker | TRUE
55226 | Natural Gas Fired Combined Cycle | CT | 149 | N | IPP Non-CHP | NG | natural gas nonpeaker | TRUE
55226 | Natural Gas Fired Combined Cycle | CT | 149 | N | IPP Non-CHP | NG | natural gas nonpeaker | TRUE
55226 | Natural Gas Fired Combined Cycle | CA | 177 | N | IPP Non-CHP | NG | natural gas nonpeaker | TRUE
55226 | Natural Gas Fired Combined Cycle | CA | 172 | N | IPP Non-CHP | NG | natural gas nonpeaker | TRUE
55228 | Natural Gas Fired Combustion Turbine | GT | 49 | N | Electric Utility | NG | natural gas peaker | TRUE
55228 | Natural Gas Fired Combustion Turbine | GT | 49 | N | Electric Utility | NG | natural gas peaker | TRUE
55228 | Natural Gas Fired Combustion Turbine | GT | 49 | N | Electric Utility | NG | natural gas peaker | TRUE
55228 | Natural Gas Fired Combustion Turbine | GT | 49 | N | Electric Utility | NG | natural gas peaker | TRUE
55229 | Natural Gas Fired Combustion Turbine | GT | 45 | N | IPP Non-CHP | NG | natural gas peaker | TRUE
55229 | Natural Gas Fired Combustion Turbine | GT | 45 | N | IPP Non-CHP | NG | natural gas peaker | TRUE
55229 | Natural Gas Fired Combustion Turbine | GT | 45 | N | IPP Non-CHP | NG | natural gas peaker | TRUE
55229 | Natural Gas Fired Combustion Turbine | GT | 45 | N | IPP Non-CHP | NG | natural gas peaker | TRUE
55230 | Natural Gas Fired Combined Cycle | CT | 165 | N | Electric Utility | NG | natural gas nonpeaker | TRUE
55230 | Natural Gas Fired Combined Cycle | CT | 165 | N | Electric Utility | NG | natural gas nonpeaker | TRUE
55230 | Natural Gas Fired Combined Cycle | CT | 165 | N | Electric Utility | NG | natural gas nonpeaker | TRUE
55230 | Natural Gas Fired Combined Cycle | CT | 165 | N | Electric Utility | NG | natural gas nonpeaker | TRUE
55230 | Natural Gas Fired Combined Cycle | CA | 290.5 | N | Electric Utility | NG | natural gas nonpeaker | TRUE
55230 | Natural Gas Fired Combined Cycle | CA | 290.5 | N | Electric Utility | NG | natural gas nonpeaker | TRUE
55231 | Natural Gas Fired Combined Cycle | CT | 158.6 | N | IPP Non-CHP | NG | natural gas nonpeaker | TRUE
55231 | Natural Gas Fired Combined Cycle | CT | 158.6 | N | IPP Non-CHP | NG | natural gas nonpeaker | TRUE
55231 | Natural Gas Fired Combined Cycle | CA | 223.8 | N | IPP Non-CHP | NG | natural gas nonpeaker | TRUE
55232 | Natural Gas Fired Combustion Turbine | GT | 72.7 | N | Electric Utility | NG | natural gas peaker | TRUE
55232 | Natural Gas Fired Combustion Turbine | GT | 72.7 | N | Electric Utility | NG | natural gas peaker | TRUE
55232 | Natural Gas Fired Combustion Turbine | GT | 72.7 | N | Electric Utility | NG | natural gas peaker | TRUE
55232 | Natural Gas Fired Combustion Turbine | GT | 72.7 | N | Electric Utility | NG | natural gas peaker | TRUE
55232 | Natural Gas Fired Combustion Turbine | GT | 72.7 | N | Electric Utility | NG | natural gas peaker | TRUE
55232 | Natural Gas Fired Combustion Turbine | GT | 72.7 | N | Electric Utility | NG | natural gas peaker | TRUE
55232 | Natural Gas Fired Combustion Turbine | GT | 72.7 | N | Electric Utility | NG | natural gas peaker | TRUE
55232 | Natural Gas Fired Combustion Turbine | GT | 72.7 | N | Electric Utility | NG | natural gas peaker | TRUE
55233 | Natural Gas Fired Combustion Turbine | GT | 53.5 | N | IPP Non-CHP | NG | natural gas peaker | TRUE
55233 | Natural Gas Fired Combustion Turbine | GT | 53.5 | N | IPP Non-CHP | NG | natural gas peaker | TRUE
55233 | Natural Gas Fired Combustion Turbine | GT | 53.5 | N | IPP Non-CHP | NG | natural gas peaker | TRUE
55233 | Natural Gas Fired Combustion Turbine | GT | 53.5 | N | IPP Non-CHP | NG | natural gas peaker | TRUE
55233 | Natural Gas Fired Combustion Turbine | GT | 53.5 | N | IPP Non-CHP | NG | natural gas peaker | TRUE
55234 | Natural Gas Fired Combustion Turbine | GT | 75 | N | Electric Utility | NG | natural gas peaker | TRUE
55234 | Natural Gas Fired Combustion Turbine | GT | 75 | N | Electric Utility | NG | natural gas peaker | TRUE
55234 | Natural Gas Fired Combustion Turbine | GT | 75 | N | Electric Utility | NG | natural gas peaker | TRUE
55234 | Natural Gas Fired Combustion Turbine | GT | 75 | N | Electric Utility | NG | natural gas peaker | TRUE
55234 | Natural Gas Fired Combustion Turbine | GT | 75 | N | Electric Utility | NG | natural gas peaker | TRUE
55234 | Natural Gas Fired Combustion Turbine | GT | 75 | N | Electric Utility | NG | natural gas peaker | TRUE
55234 | Natural Gas Fired Combustion Turbine | GT | 75 | N | Electric Utility | NG | natural gas peaker | TRUE
55234 | Natural Gas Fired Combustion Turbine | GT | 75 | N | Electric Utility | NG | natural gas peaker | TRUE
55236 | Natural Gas Fired Combustion Turbine | GT | 71 | N | IPP Non-CHP | NG | natural gas peaker | TRUE
55236 | Natural Gas Fired Combustion Turbine | GT | 71 | N | IPP Non-CHP | NG | natural gas peaker | TRUE
55236 | Natural Gas Fired Combustion Turbine | GT | 71 | N | IPP Non-CHP | NG | natural gas peaker | TRUE
55236 | Natural Gas Fired Combustion Turbine | GT | 71 | N | IPP Non-CHP | NG | natural gas peaker | TRUE
55236 | Natural Gas Fired Combustion Turbine | GT | 71 | N | IPP Non-CHP | NG | natural gas peaker | TRUE
55236 | Natural Gas Fired Combustion Turbine | GT | 71 | N | IPP Non-CHP | NG | natural gas peaker | TRUE
55236 | Natural Gas Fired Combustion Turbine | GT | 71 | N | IPP Non-CHP | NG | natural gas peaker | TRUE
55236 | Natural Gas Fired Combustion Turbine | GT | 71 | N | IPP Non-CHP | NG | natural gas peaker | TRUE
55237 | Natural Gas Fired Combustion Turbine | GT | 42 | N | IPP Non-CHP | NG | natural gas peaker | TRUE
55237 | Natural Gas Fired Combustion Turbine | GT | 42 | N | IPP Non-CHP | NG | natural gas peaker | TRUE
55237 | Natural Gas Fired Combustion Turbine | GT | 42 | N | IPP Non-CHP | NG | natural gas peaker | TRUE
55237 | Natural Gas Fired Combustion Turbine | GT | 42 | N | IPP Non-CHP | NG | natural gas peaker | TRUE
55237 | Natural Gas Fired Combustion Turbine | GT | 42 | N | IPP Non-CHP | NG | natural gas peaker | TRUE
55237 | Natural Gas Fired Combustion Turbine | GT | 42 | N | IPP Non-CHP | NG | natural gas peaker | TRUE
55237 | Natural Gas Fired Combustion Turbine | GT | 42 | N | IPP Non-CHP | NG | natural gas peaker | TRUE
55237 | Natural Gas Fired Combustion Turbine | GT | 42 | N | IPP Non-CHP | NG | natural gas peaker | TRUE
55238 | Natural Gas Fired Combustion Turbine | GT | 150 | N | IPP Non-CHP | NG | natural gas peaker | TRUE
55238 | Natural Gas Fired Combustion Turbine | GT | 149.6 | N | IPP Non-CHP | NG | natural gas peaker | TRUE
55239 | Natural Gas Fired Combined Cycle | CT | 165.3 | N | IPP Non-CHP | NG | natural gas nonpeaker | TRUE
55239 | Natural Gas Fired Combined Cycle | CT | 165.3 | N | IPP Non-CHP | NG | natural gas nonpeaker | TRUE
55239 | Natural Gas Fired Combined Cycle | CT | 165.3 | N | IPP Non-CHP | NG | natural gas nonpeaker | TRUE
55239 | Natural Gas Fired Combined Cycle | CA | 270 | N | IPP Non-CHP | NG | natural gas nonpeaker | TRUE
55241 | Natural Gas Fired Combined Cycle | CT | 155 | N | IPP Non-CHP | NG | natural gas nonpeaker | TRUE
55241 | Natural Gas Fired Combined Cycle | CA | 75 | N | IPP Non-CHP | NG | natural gas nonpeaker | TRUE
55242 | Natural Gas Fired Combined Cycle | CT | 161.4 | Y | IPP CHP | NG | natural gas nonpeaker | FALSE
55242 | Natural Gas Fired Combined Cycle | CA | 74.5 | Y | IPP CHP | NG | natural gas nonpeaker | FALSE
55243 | Petroleum Liquids | GT | 17 | N | IPP Non-CHP | KER | other | TRUE
55243 | Petroleum Liquids | GT | 17.3 | N | IPP Non-CHP | KER | other | TRUE
55243 | Petroleum Liquids | GT | 17.6 | N | IPP Non-CHP | KER | other | TRUE
55243 | Petroleum Liquids | GT | 16.9 | N | IPP Non-CHP | KER | other | TRUE
55243 | Natural Gas Fired Combustion Turbine | GT | 36.2 | N | IPP Non-CHP | NG | natural gas peaker | TRUE
55243 | Natural Gas Fired Combustion Turbine | GT | 33.6 | N | IPP Non-CHP | NG | natural gas peaker | TRUE
55243 | Natural Gas Fired Combustion Turbine | GT | 34.4 | N | IPP Non-CHP | NG | natural gas peaker | TRUE
55243 | Natural Gas Fired Combustion Turbine | GT | 34 | N | IPP Non-CHP | NG | natural gas peaker | TRUE
55243 | Natural Gas Fired Combustion Turbine | GT | 32.8 | N | IPP Non-CHP | NG | natural gas peaker | TRUE
55243 | Natural Gas Fired Combustion Turbine | GT | 35.5 | N | IPP Non-CHP | NG | natural gas peaker | TRUE
55243 | Natural Gas Fired Combustion Turbine | GT | 33.6 | N | IPP Non-CHP | NG | natural gas peaker | TRUE
55243 | Natural Gas Fired Combustion Turbine | GT | 35.5 | N | IPP Non-CHP | NG | natural gas peaker | TRUE
55243 | Natural Gas Fired Combustion Turbine | GT | 34.4 | N | IPP Non-CHP | NG | natural gas peaker | TRUE
55243 | Natural Gas Fired Combustion Turbine | GT | 33.6 | N | IPP Non-CHP | NG | natural gas peaker | TRUE
55243 | Natural Gas Fired Combustion Turbine | GT | 33.5 | N | IPP Non-CHP | NG | natural gas peaker | TRUE
55243 | Natural Gas Fired Combustion Turbine | GT | 32.6 | N | IPP Non-CHP | NG | natural gas peaker | TRUE
55243 | Petroleum Liquids | GT | 12.9 | N | IPP Non-CHP | KER | other | TRUE
55243 | Petroleum Liquids | GT | 12.1 | N | IPP Non-CHP | KER | other | TRUE
55243 | Petroleum Liquids | GT | 11.9 | N | IPP Non-CHP | KER | other | TRUE
55244 | Natural Gas Fired Combustion Turbine | GT | 61 | N | Electric Utility | NG | natural gas peaker | TRUE
55244 | Natural Gas Fired Combustion Turbine | GT | 58 | N | Electric Utility | NG | natural gas peaker | TRUE
55244 | Natural Gas Fired Combustion Turbine | GT | 60 | N | Electric Utility | NG | natural gas peaker | TRUE
55244 | Natural Gas Fired Combustion Turbine | GT | 73.8 | N | Electric Utility | NG | natural gas peaker | TRUE
55244 | Natural Gas Fired Combustion Turbine | GT | 73.9 | N | Electric Utility | NG | natural gas peaker | TRUE
55245 | Conventional Steam Coal | ST | 3.8 | Y | Industrial CHP | BIT | hard coal | FALSE
55245 | Conventional Steam Coal | ST | 4.9 | Y | Industrial CHP | BIT | hard coal | FALSE
55245 | Conventional Steam Coal | ST | 4.8 | Y | Industrial CHP | BIT | hard coal | FALSE
55247 | Natural Gas Fired Combustion Turbine | GT | 72.5 | N | IPP Non-CHP | NG | natural gas peaker | TRUE
55247 | Natural Gas Fired Combustion Turbine | GT | 72.5 | N | IPP Non-CHP | NG | natural gas peaker | TRUE
55247 | Natural Gas Fired Combustion Turbine | GT | 72.5 | N | IPP Non-CHP | NG | natural gas peaker | TRUE
55247 | Natural Gas Fired Combustion Turbine | GT | 72.5 | N | IPP Non-CHP | NG | natural gas peaker | TRUE
55247 | Natural Gas Fired Combustion Turbine | GT | 72.5 | N | IPP Non-CHP | NG | natural gas peaker | TRUE
55247 | Natural Gas Fired Combustion Turbine | GT | 72.5 | N | IPP Non-CHP | NG | natural gas peaker | TRUE
55248 | Natural Gas Fired Combustion Turbine | GT | 85 | N | IPP Non-CHP | NG | natural gas peaker | TRUE
55248 | Natural Gas Fired Combustion Turbine | GT | 85 | N | IPP Non-CHP | NG | natural gas peaker | TRUE
55248 | Natural Gas Fired Combustion Turbine | GT | 85 | N | IPP Non-CHP | NG | natural gas peaker | TRUE
55248 | Natural Gas Fired Combustion Turbine | GT | 85 | N | IPP Non-CHP | NG | natural gas peaker | TRUE
55250 | Natural Gas Fired Combustion Turbine | GT | 50 | N | IPP Non-CHP | NG | natural gas peaker | TRUE
55250 | Natural Gas Fired Combustion Turbine | GT | 50 | N | IPP Non-CHP | NG | natural gas peaker | TRUE
55250 | Natural Gas Fired Combustion Turbine | GT | 50 | N | IPP Non-CHP | NG | natural gas peaker | TRUE
55250 | Natural Gas Fired Combustion Turbine | GT | 50 | N | IPP Non-CHP | NG | natural gas peaker | TRUE
55250 | Natural Gas Fired Combustion Turbine | GT | 50 | N | IPP Non-CHP | NG | natural gas peaker | TRUE
55250 | Natural Gas Fired Combustion Turbine | GT | 50 | N | IPP Non-CHP | NG | natural gas peaker | TRUE
55251 | Natural Gas Fired Combustion Turbine | GT | 120 | N | Electric Utility | NG | natural gas peaker | TRUE
55251 | Natural Gas Fired Combustion Turbine | GT | 100 | N | Electric Utility | NG | natural gas peaker | TRUE
55251 | Natural Gas Fired Combustion Turbine | GT | 140 | N | Electric Utility | NG | natural gas peaker | TRUE
55253 | Natural Gas Fired Combustion Turbine | GT | 75 | N | IPP Non-CHP | NG | natural gas peaker | TRUE
55253 | Natural Gas Fired Combustion Turbine | GT | 75 | N | IPP Non-CHP | NG | natural gas peaker | TRUE
55253 | Natural Gas Fired Combustion Turbine | GT | 75 | N | IPP Non-CHP | NG | natural gas peaker | TRUE
55253 | Natural Gas Fired Combustion Turbine | GT | 75 | N | IPP Non-CHP | NG | natural gas peaker | TRUE
55259 | Natural Gas Fired Combined Cycle | CT | 150 | Y | IPP CHP | NG | natural gas nonpeaker | FALSE
55259 | Natural Gas Fired Combined Cycle | CT | 150 | Y | IPP CHP | NG | natural gas nonpeaker | FALSE
55259 | Natural Gas Fired Combined Cycle | CA | 213 | Y | IPP CHP | NG | natural gas nonpeaker | FALSE
55262 | Natural Gas Fired Combustion Turbine | GT | 26 | N | Electric Utility | NG | natural gas peaker | TRUE
55262 | Natural Gas Fired Combustion Turbine | GT | 12 | N | Electric Utility | NG | natural gas peaker | TRUE
55263 | Natural Gas Fired Combustion Turbine | GT | 26 | N | Electric Utility | NG | natural gas peaker | TRUE
55263 | Natural Gas Fired Combustion Turbine | GT | 12 | N | Electric Utility | NG | natural gas peaker | TRUE
55264 | Natural Gas Fired Combustion Turbine | GT | 26 | N | Electric Utility | NG | natural gas peaker | TRUE
55264 | Natural Gas Fired Combustion Turbine | GT | 12 | N | Electric Utility | NG | natural gas peaker | TRUE
55265 | Onshore Wind Turbine | WT | 103.5 | N | IPP Non-CHP | WND | onshore wind | TRUE
55267 | Natural Gas Fired Combustion Turbine | GT | 151.6 | N | IPP Non-CHP | NG | natural gas peaker | TRUE
55267 | Natural Gas Fired Combustion Turbine | GT | 148.6 | N | IPP Non-CHP | NG | natural gas peaker | TRUE
55267 | Natural Gas Fired Combustion Turbine | GT | 150.5 | N | IPP Non-CHP | NG | natural gas peaker | TRUE
55267 | Natural Gas Fired Combustion Turbine | GT | 144.4 | N | IPP Non-CHP | NG | natural gas peaker | TRUE
55269 | Natural Gas Fired Combined Cycle | CT | 157 | N | Electric Utility | NG | natural gas nonpeaker | TRUE
55269 | Natural Gas Fired Combined Cycle | CT | 157 | N | Electric Utility | NG | natural gas nonpeaker | TRUE
55269 | Natural Gas Fired Combined Cycle | CT | 157 | N | Electric Utility | NG | natural gas nonpeaker | TRUE
55269 | Natural Gas Fired Combined Cycle | CA | 103 | N | Electric Utility | NG | natural gas nonpeaker | TRUE
55269 | Natural Gas Fired Combined Cycle | CA | 103 | N | Electric Utility | NG | natural gas nonpeaker | TRUE
55269 | Natural Gas Fired Combined Cycle | CA | 103 | N | Electric Utility | NG | natural gas nonpeaker | TRUE
55270 | Natural Gas Fired Combined Cycle | CT | 70 | N | Electric Utility | NG | natural gas nonpeaker | TRUE
55270 | Natural Gas Fired Combined Cycle | CT | 49 | N | Electric Utility | NG | natural gas nonpeaker | TRUE
55270 | Natural Gas Fired Combined Cycle | CT | 49 | N | Electric Utility | NG | natural gas nonpeaker | TRUE
55270 | Natural Gas Fired Combined Cycle | CT | 49 | N | Electric Utility | NG | natural gas nonpeaker | TRUE
55270 | Natural Gas Fired Combined Cycle | CT | 49 | N | Electric Utility | NG | natural gas nonpeaker | TRUE
55270 | Natural Gas Fired Combined Cycle | CT | 49 | N | Electric Utility | NG | natural gas nonpeaker | TRUE
55270 | Natural Gas Fired Combined Cycle | CT | 49 | N | Electric Utility | NG | natural gas nonpeaker | TRUE
55270 | Natural Gas Fired Combined Cycle | CA | 100 | N | Electric Utility | NG | natural gas nonpeaker | TRUE
55270 | Natural Gas Fired Combined Cycle | CA | 100 | N | Electric Utility | NG | natural gas nonpeaker | TRUE
55271 | Natural Gas Fired Combined Cycle | CT | 152 | N | IPP Non-CHP | NG | natural gas nonpeaker | TRUE
55271 | Natural Gas Fired Combined Cycle | CT | 152 | N | IPP Non-CHP | NG | natural gas nonpeaker | TRUE
55271 | Natural Gas Fired Combined Cycle | CT | 149 | N | IPP Non-CHP | NG | natural gas nonpeaker | TRUE
55271 | Natural Gas Fired Combined Cycle | CA | 392 | N | IPP Non-CHP | NG | natural gas nonpeaker | TRUE
55274 | Petroleum Liquids | IC | 1.8 | N | Commercial Non-CHP | DFO | petroleum | FALSE
55274 | Petroleum Liquids | IC | 1.8 | N | Commercial Non-CHP | DFO | petroleum | FALSE
55274 | Petroleum Liquids | IC | 1.8 | N | Commercial Non-CHP | DFO | petroleum | FALSE
55274 | Petroleum Liquids | IC | 1.8 | N | Commercial Non-CHP | DFO | petroleum | FALSE
55274 | Petroleum Liquids | IC | 1.8 | N | Commercial Non-CHP | DFO | petroleum | FALSE
55274 | Petroleum Liquids | IC | 1.8 | N | Commercial Non-CHP | DFO | petroleum | FALSE
55276 | Natural Gas Fired Combustion Turbine | GT | 75 | N | Electric Utility | NG | natural gas peaker | TRUE
55276 | Natural Gas Fired Combustion Turbine | GT | 75 | N | Electric Utility | NG | natural gas peaker | TRUE
55276 | Natural Gas Fired Combustion Turbine | GT | 75 | N | Electric Utility | NG | natural gas peaker | TRUE
55276 | Natural Gas Fired Combustion Turbine | GT | 75 | N | Electric Utility | NG | natural gas peaker | TRUE
55276 | Natural Gas Fired Combustion Turbine | GT | 75 | N | Electric Utility | NG | natural gas peaker | TRUE
55276 | Natural Gas Fired Combustion Turbine | GT | 75 | N | Electric Utility | NG | natural gas peaker | TRUE
55278 | Natural Gas Fired Combustion Turbine | GT | 1.8 | Y | Industrial CHP | NG | natural gas peaker | FALSE
55278 | Natural Gas Fired Combustion Turbine | GT | 1.8 | Y | Industrial CHP | NG | natural gas peaker | FALSE
55279 | Natural Gas Fired Combustion Turbine | GT | 145 | N | IPP Non-CHP | NG | natural gas peaker | TRUE
55279 | Natural Gas Fired Combustion Turbine | GT | 42 | N | IPP Non-CHP | NG | natural gas peaker | TRUE
55279 | Natural Gas Fired Combustion Turbine | GT | 145 | N | IPP Non-CHP | NG | natural gas peaker | TRUE
55279 | Natural Gas Fired Combustion Turbine | GT | 145 | N | IPP Non-CHP | NG | natural gas peaker | TRUE
55279 | Natural Gas Fired Combustion Turbine | GT | 145 | N | IPP Non-CHP | NG | natural gas peaker | TRUE
55279 | Natural Gas Fired Combustion Turbine | GT | 42 | N | IPP Non-CHP | NG | natural gas peaker | TRUE
55279 | Natural Gas Fired Combustion Turbine | GT | 42 | N | IPP Non-CHP | NG | natural gas peaker | TRUE
55279 | Natural Gas Fired Combustion Turbine | GT | 42 | N | IPP Non-CHP | NG | natural gas peaker | TRUE
55279 | Natural Gas Fired Combustion Turbine | GT | 42 | N | IPP Non-CHP | NG | natural gas peaker | TRUE
55279 | Natural Gas Fired Combustion Turbine | GT | 42 | N | IPP Non-CHP | NG | natural gas peaker | TRUE
55281 | Natural Gas Fired Combustion Turbine | GT | 37 | N | IPP Non-CHP | NG | natural gas peaker | TRUE
55281 | Natural Gas Fired Combustion Turbine | GT | 37 | N | IPP Non-CHP | NG | natural gas peaker | TRUE
55281 | Natural Gas Fired Combustion Turbine | GT | 37 | N | IPP Non-CHP | NG | natural gas peaker | TRUE
55281 | Natural Gas Fired Combustion Turbine | GT | 37 | N | IPP Non-CHP | NG | natural gas peaker | TRUE
55281 | Natural Gas Fired Combustion Turbine | GT | 37 | N | IPP Non-CHP | NG | natural gas peaker | TRUE
55281 | Natural Gas Fired Combustion Turbine | GT | 37 | N | IPP Non-CHP | NG | natural gas peaker | TRUE
55281 | Natural Gas Fired Combustion Turbine | GT | 37 | N | IPP Non-CHP | NG | natural gas peaker | TRUE
55281 | Natural Gas Fired Combustion Turbine | GT | 37 | N | IPP Non-CHP | NG | natural gas peaker | TRUE
55282 | Natural Gas Fired Combined Cycle | CT | 162 | N | IPP Non-CHP | NG | natural gas nonpeaker | TRUE
55282 | Natural Gas Fired Combined Cycle | CT | 163 | N | IPP Non-CHP | NG | natural gas nonpeaker | TRUE
55282 | Natural Gas Fired Combined Cycle | CA | 255 | N | IPP Non-CHP | NG | natural gas nonpeaker | TRUE
55283 | Natural Gas Fired Combined Cycle | CT | 135 | N | Electric Utility | NG | natural gas nonpeaker | TRUE
55283 | Natural Gas Fired Combined Cycle | CT | 135 | N | Electric Utility | NG | natural gas nonpeaker | TRUE
55283 | Natural Gas Fired Combined Cycle | CA | 190 | N | Electric Utility | NG | natural gas nonpeaker | TRUE
55284 | Natural Gas Fired Combustion Turbine | GT | 50 | N | IPP Non-CHP | NG | natural gas peaker | TRUE
55284 | Natural Gas Fired Combustion Turbine | GT | 50 | N | IPP Non-CHP | NG | natural gas peaker | TRUE
55284 | Natural Gas Fired Combustion Turbine | GT | 50 | N | IPP Non-CHP | NG | natural gas peaker | TRUE
55284 | Natural Gas Fired Combustion Turbine | GT | 50 | N | IPP Non-CHP | NG | natural gas peaker | TRUE
55284 | Natural Gas Fired Combustion Turbine | GT | 50 | N | IPP Non-CHP | NG | natural gas peaker | TRUE
55284 | Natural Gas Fired Combustion Turbine | GT | 50 | N | IPP Non-CHP | NG | natural gas peaker | TRUE
55285 | Natural Gas Fired Combustion Turbine | GT | 50 | N | IPP Non-CHP | NG | natural gas peaker | TRUE
55285 | Natural Gas Fired Combustion Turbine | GT | 50 | N | IPP Non-CHP | NG | natural gas peaker | TRUE
55285 | Natural Gas Fired Combustion Turbine | GT | 50 | N | IPP Non-CHP | NG | natural gas peaker | TRUE
55285 | Natural Gas Fired Combustion Turbine | GT | 50 | N | IPP Non-CHP | NG | natural gas peaker | TRUE
55285 | Natural Gas Fired Combustion Turbine | GT | 50 | N | IPP Non-CHP | NG | natural gas peaker | TRUE
55286 | Natural Gas Fired Combustion Turbine | GT | 163.8 | N | IPP Non-CHP | NG | natural gas peaker | TRUE
55286 | Natural Gas Fired Combustion Turbine | GT | 155.4 | N | IPP Non-CHP | NG | natural gas peaker | TRUE
55286 | Natural Gas Fired Combustion Turbine | GT | 155.1 | N | IPP Non-CHP | NG | natural gas peaker | TRUE
55286 | Natural Gas Fired Combustion Turbine | GT | 155.7 | N | IPP Non-CHP | NG | natural gas peaker | TRUE
55286 | Natural Gas Fired Combustion Turbine | GT | 160.2 | N | IPP Non-CHP | NG | natural gas peaker | TRUE
55287 | Onshore Wind Turbine | WT | 76.5 | N | IPP Non-CHP | WND | onshore wind | TRUE
55288 | Conventional Hydroelectric | HY | 0.7 | N | IPP Non-CHP | WAT | hydro | TRUE
55288 | Conventional Hydroelectric | HY | 0.7 | N | IPP Non-CHP | WAT | hydro | TRUE
55288 | Conventional Hydroelectric | HY | 0.7 | N | IPP Non-CHP | WAT | hydro | TRUE
55288 | Conventional Hydroelectric | HY | 0.9 | N | IPP Non-CHP | WAT | hydro | TRUE
55288 | Conventional Hydroelectric | HY | 0.9 | N | IPP Non-CHP | WAT | hydro | TRUE
55292 | Natural Gas Fired Combined Cycle | CT | 155 | N | IPP Non-CHP | NG | natural gas nonpeaker | TRUE
55292 | Natural Gas Fired Combined Cycle | CT | 155 | N | IPP Non-CHP | NG | natural gas nonpeaker | TRUE
55292 | Natural Gas Fired Combined Cycle | CT | 155 | N | IPP Non-CHP | NG | natural gas nonpeaker | TRUE
55292 | Natural Gas Fired Combined Cycle | CA | 260 | N | IPP Non-CHP | NG | natural gas nonpeaker | TRUE
55293 | Natural Gas Fired Combined Cycle | CT | 161 | Y | IPP CHP | NG | natural gas nonpeaker | FALSE
55293 | Natural Gas Fired Combined Cycle | CT | 161 | Y | IPP CHP | NG | natural gas nonpeaker | FALSE
55293 | Natural Gas Fired Combined Cycle | CT | 161 | Y | IPP CHP | NG | natural gas nonpeaker | FALSE
55293 | Natural Gas Fired Combined Cycle | CA | 266 | Y | IPP CHP | NG | natural gas nonpeaker | FALSE
55294 | Natural Gas Fired Combined Cycle | CT | 160.5 | N | IPP Non-CHP | NG | natural gas nonpeaker | TRUE
55294 | Natural Gas Fired Combined Cycle | CT | 160.5 | N | IPP Non-CHP | NG | natural gas nonpeaker | TRUE
55294 | Natural Gas Fired Combined Cycle | CA | 185 | N | IPP Non-CHP | NG | natural gas nonpeaker | TRUE
55295 | Natural Gas Fired Combined Cycle | CT | 156.5 | N | IPP Non-CHP | NG | natural gas nonpeaker | TRUE
55295 | Natural Gas Fired Combined Cycle | CT | 156.5 | N | IPP Non-CHP | NG | natural gas nonpeaker | TRUE
55295 | Natural Gas Fired Combined Cycle | CA | 201 | N | IPP Non-CHP | NG | natural gas nonpeaker | TRUE
55296 | Natural Gas Fired Combustion Turbine | GT | 157.2 | N | IPP Non-CHP | NG | natural gas peaker | TRUE
55296 | Natural Gas Fired Combustion Turbine | GT | 164 | N | IPP Non-CHP | NG | natural gas peaker | TRUE
55297 | Natural Gas Fired Combined Cycle | CT | 210.7 | N | IPP Non-CHP | NG | natural gas nonpeaker | TRUE
55297 | Natural Gas Fired Combined Cycle | CA | 136 | N | IPP Non-CHP | NG | natural gas nonpeaker | TRUE
55297 | Natural Gas Fired Combined Cycle | CT | 210.7 | N | IPP Non-CHP | NG | natural gas nonpeaker | TRUE
55297 | Natural Gas Fired Combined Cycle | CA | 136 | N | IPP Non-CHP | NG | natural gas nonpeaker | TRUE
55297 | Natural Gas Fired Combined Cycle | CT | 210.7 | N | IPP Non-CHP | NG | natural gas nonpeaker | TRUE
55297 | Natural Gas Fired Combined Cycle | CA | 136 | N | IPP Non-CHP | NG | natural gas nonpeaker | TRUE
55298 | Natural Gas Fired Combined Cycle | CT | 189 | N | IPP Non-CHP | NG | natural gas nonpeaker | TRUE
55298 | Natural Gas Fired Combined Cycle | CT | 189 | N | IPP Non-CHP | NG | natural gas nonpeaker | TRUE
55298 | Natural Gas Fired Combined Cycle | CT | 189 | N | IPP Non-CHP | NG | natural gas nonpeaker | TRUE
55298 | Natural Gas Fired Combined Cycle | CT | 189 | N | IPP Non-CHP | NG | natural gas nonpeaker | TRUE
55298 | Natural Gas Fired Combined Cycle | CA | 258 | N | IPP Non-CHP | NG | natural gas nonpeaker | TRUE
55298 | Natural Gas Fired Combined Cycle | CA | 258 | N | IPP Non-CHP | NG | natural gas nonpeaker | TRUE
55299 | Natural Gas Fired Combined Cycle | CT | 185 | Y | IPP CHP | NG | natural gas nonpeaker | FALSE
55299 | Natural Gas Fired Combined Cycle | CT | 185 | Y | IPP CHP | NG | natural gas nonpeaker | FALSE
55299 | Natural Gas Fired Combined Cycle | CT | 183 | Y | IPP CHP | NG | natural gas nonpeaker | FALSE
55299 | Natural Gas Fired Combined Cycle | CA | 215 | Y | IPP CHP | NG | natural gas nonpeaker | FALSE
55302 | Municipal Solid Waste | ST | 1.4 | Y | IPP CHP | MSW | biomass | FALSE
55304 | Natural Gas Fired Combustion Turbine | GT | 49 | N | IPP Non-CHP | NG | natural gas peaker | TRUE
55304 | Natural Gas Fired Combustion Turbine | GT | 49 | N | IPP Non-CHP | NG | natural gas peaker | TRUE
55304 | Natural Gas Fired Combustion Turbine | GT | 49 | N | IPP Non-CHP | NG | natural gas peaker | TRUE
55304 | Natural Gas Fired Combustion Turbine | GT | 49 | N | IPP Non-CHP | NG | natural gas peaker | TRUE
55306 | Natural Gas Fired Combined Cycle | CT | 146 | N | IPP Non-CHP | NG | natural gas nonpeaker | TRUE
55306 | Natural Gas Fired Combined Cycle | CT | 146 | N | IPP Non-CHP | NG | natural gas nonpeaker | TRUE
55306 | Natural Gas Fired Combined Cycle | CA | 223 | N | IPP Non-CHP | NG | natural gas nonpeaker | TRUE
55308 | Natural Gas Fired Combustion Turbine | GT | 23 | Y | Industrial CHP | NG | natural gas peaker | FALSE
55309 | Natural Gas Fired Combustion Turbine | GT | 32.8 | Y | Industrial CHP | NG | natural gas peaker | FALSE
55309 | Natural Gas Fired Combustion Turbine | GT | 33.2 | Y | Industrial CHP | NG | natural gas peaker | FALSE
55309 | Natural Gas Fired Combined Cycle | CA | 20.5 | Y | Industrial CHP | NG | natural gas nonpeaker | FALSE
55309 | Natural Gas Fired Combined Cycle | CT | 72.4 | Y | Industrial CHP | NG | natural gas nonpeaker | FALSE
55311 | Natural Gas Fired Combustion Turbine | GT | 75 | Y | Industrial CHP | NG | natural gas peaker | FALSE
55311 | Natural Gas Steam Turbine | ST | 11.7 | Y | Industrial CHP | NG | natural gas peaker | FALSE
55312 | Petroleum Liquids | IC | 0.8 | N | Industrial Non-CHP | DFO | petroleum | FALSE
55312 | Petroleum Liquids | IC | 0.8 | N | Industrial Non-CHP | DFO | petroleum | FALSE
55312 | Petroleum Liquids | IC | 0.8 | N | Industrial Non-CHP | DFO | petroleum | FALSE
55313 | Natural Gas Fired Combined Cycle | CT | 155 | Y | Industrial CHP | NG | natural gas nonpeaker | FALSE
55313 | Natural Gas Fired Combined Cycle | CT | 155 | Y | Industrial CHP | NG | natural gas nonpeaker | FALSE
55313 | Natural Gas Fired Combined Cycle | CA | 150 | Y | Industrial CHP | NG | natural gas nonpeaker | FALSE
55317 | Natural Gas Fired Combined Cycle | CT | 228.8 | N | IPP Non-CHP | NG | natural gas nonpeaker | TRUE
55317 | Natural Gas Fired Combined Cycle | CT | 228.1 | N | IPP Non-CHP | NG | natural gas nonpeaker | TRUE
55317 | Natural Gas Fired Combined Cycle | CA | 269.1 | N | IPP Non-CHP | NG | natural gas nonpeaker | TRUE
55318 | Natural Gas Steam Turbine | ST | 75.5 | N | Electric Utility | NG | natural gas peaker | TRUE
55318 | Natural Gas Steam Turbine | ST | 181.3 | N | Electric Utility | NG | natural gas peaker | TRUE
55318 | Natural Gas Steam Turbine | ST | 319.6 | N | Electric Utility | NG | natural gas peaker | TRUE
55319 | Petroleum Liquids | IC | 0.7 | N | Commercial Non-CHP | DFO | petroleum | FALSE
55319 | Petroleum Liquids | IC | 0.7 | N | Commercial Non-CHP | DFO | petroleum | FALSE
55319 | Petroleum Liquids | IC | 0.8 | N | Commercial Non-CHP | DFO | petroleum | FALSE
55319 | Petroleum Liquids | IC | 0.8 | N | Commercial Non-CHP | DFO | petroleum | FALSE
55319 | Petroleum Liquids | IC | 0.8 | N | Commercial Non-CHP | DFO | petroleum | FALSE
55319 | Petroleum Liquids | IC | 0.8 | N | Commercial Non-CHP | DFO | petroleum | FALSE
55320 | Natural Gas Fired Combined Cycle | CT | 225 | N | IPP Non-CHP | NG | natural gas nonpeaker | TRUE
55320 | Natural Gas Fired Combined Cycle | CT | 225 | N | IPP Non-CHP | NG | natural gas nonpeaker | TRUE
55320 | Natural Gas Fired Combined Cycle | CA | 230 | N | IPP Non-CHP | NG | natural gas nonpeaker | TRUE
55322 | Natural Gas Fired Combined Cycle | CT | 165 | N | Electric Utility | NG | natural gas nonpeaker | TRUE
55322 | Natural Gas Fired Combined Cycle | CT | 165 | N | Electric Utility | NG | natural gas nonpeaker | TRUE
55322 | Natural Gas Fired Combined Cycle | CT | 165 | N | Electric Utility | NG | natural gas nonpeaker | TRUE
55322 | Natural Gas Fired Combined Cycle | CT | 165 | N | Electric Utility | NG | natural gas nonpeaker | TRUE
55322 | Natural Gas Fired Combined Cycle | CA | 255 | N | Electric Utility | NG | natural gas nonpeaker | TRUE
55322 | Natural Gas Fired Combined Cycle | CA | 255 | N | Electric Utility | NG | natural gas nonpeaker | TRUE
55327 | Natural Gas Fired Combined Cycle | CT | 165 | Y | IPP CHP | NG | natural gas nonpeaker | FALSE
55327 | Natural Gas Fired Combined Cycle | CT | 165 | Y | IPP CHP | NG | natural gas nonpeaker | FALSE
55327 | Natural Gas Fired Combined Cycle | CT | 165 | Y | IPP CHP | NG | natural gas nonpeaker | FALSE
55327 | Natural Gas Fired Combined Cycle | CA | 275 | Y | IPP CHP | NG | natural gas nonpeaker | FALSE
55328 | Natural Gas Fired Combined Cycle | CT | 184 | N | IPP Non-CHP | NG | natural gas nonpeaker | TRUE
55328 | Natural Gas Fired Combined Cycle | CT | 184 | N | IPP Non-CHP | NG | natural gas nonpeaker | TRUE
55328 | Natural Gas Fired Combined Cycle | CA | 247 | N | IPP Non-CHP | NG | natural gas nonpeaker | TRUE
55332 | Natural Gas Fired Combustion Turbine | GT | 151 | N | IPP Non-CHP | NG | natural gas peaker | TRUE
55332 | Natural Gas Fired Combustion Turbine | GT | 157.9 | N | IPP Non-CHP | NG | natural gas peaker | TRUE
55332 | Natural Gas Fired Combustion Turbine | GT | 150 | N | IPP Non-CHP | NG | natural gas peaker | TRUE
55332 | Natural Gas Fired Combustion Turbine | GT | 156.6 | N | IPP Non-CHP | NG | natural gas peaker | TRUE
55333 | Natural Gas Fired Combined Cycle | CT | 176 | N | IPP Non-CHP | NG | natural gas nonpeaker | TRUE
55333 | Natural Gas Fired Combined Cycle | CT | 165 | N | IPP Non-CHP | NG | natural gas nonpeaker | TRUE
55333 | Natural Gas Fired Combined Cycle | CT | 165 | N | IPP Non-CHP | NG | natural gas nonpeaker | TRUE
55333 | Natural Gas Fired Combined Cycle | CA | 263.1 | N | IPP Non-CHP | NG | natural gas nonpeaker | TRUE
55334 | Natural Gas Fired Combined Cycle | CT | 145.4 | N | Electric Utility | NG | natural gas nonpeaker | TRUE
55334 | Natural Gas Fired Combined Cycle | CT | 149.8 | N | Electric Utility | NG | natural gas nonpeaker | TRUE
55334 | Natural Gas Fired Combined Cycle | CA | 317.5 | N | Electric Utility | NG | natural gas nonpeaker | TRUE
55337 | Natural Gas Fired Combined Cycle | CT | 218.7 | N | IPP Non-CHP | NG | natural gas nonpeaker | TRUE
55337 | Natural Gas Fired Combined Cycle | CT | 221.7 | N | IPP Non-CHP | NG | natural gas nonpeaker | TRUE
55337 | Natural Gas Fired Combined Cycle | CA | 219.7 | N | IPP Non-CHP | NG | natural gas nonpeaker | TRUE
55340 | Natural Gas Fired Combined Cycle | CT | 150 | N | Electric Utility | NG | natural gas nonpeaker | TRUE
55340 | Natural Gas Fired Combined Cycle | CT | 151 | N | Electric Utility | NG | natural gas nonpeaker | TRUE
55340 | Natural Gas Fired Combined Cycle | CA | 136 | N | Electric Utility | NG | natural gas nonpeaker | TRUE
55342 | Onshore Wind Turbine | WT | 10.2 | N | IPP Non-CHP | WND | onshore wind | TRUE
55343 | Natural Gas Fired Combined Cycle | CT | 150.5 | N | Electric Utility | NG | natural gas nonpeaker | TRUE
55343 | Natural Gas Fired Combined Cycle | CT | 150.5 | N | Electric Utility | NG | natural gas nonpeaker | TRUE
55343 | Natural Gas Fired Combined Cycle | CA | 258 | N | Electric Utility | NG | natural gas nonpeaker | TRUE
55345 | Natural Gas Fired Combined Cycle | CT | 152.8 | N | IPP Non-CHP | NG | natural gas nonpeaker | TRUE
55345 | Natural Gas Fired Combined Cycle | CT | 152.8 | N | IPP Non-CHP | NG | natural gas nonpeaker | TRUE
55345 | Natural Gas Fired Combined Cycle | CA | 265.4 | N | IPP Non-CHP | NG | natural gas nonpeaker | TRUE
55347 | Natural Gas Fired Combustion Turbine | GT | 155.4 | N | IPP Non-CHP | NG | natural gas peaker | TRUE
55347 | Natural Gas Fired Combustion Turbine | GT | 155.3 | N | IPP Non-CHP | NG | natural gas peaker | TRUE
55347 | Natural Gas Fired Combustion Turbine | GT | 146.4 | N | IPP Non-CHP | NG | natural gas peaker | TRUE
55347 | Natural Gas Fired Combustion Turbine | GT | 146 | N | IPP Non-CHP | NG | natural gas peaker | TRUE
55348 | Natural Gas Fired Combustion Turbine | GT | 146 | N | IPP Non-CHP | NG | natural gas peaker | TRUE
55348 | Natural Gas Fired Combustion Turbine | GT | 146 | N | IPP Non-CHP | NG | natural gas peaker | TRUE
55348 | Natural Gas Fired Combustion Turbine | GT | 146 | N | IPP Non-CHP | NG | natural gas peaker | TRUE
55348 | Natural Gas Fired Combustion Turbine | GT | 146 | N | IPP Non-CHP | NG | natural gas peaker | TRUE
55349 | Natural Gas Fired Combustion Turbine | GT | 160.2 | N | IPP Non-CHP | NG | natural gas peaker | TRUE
55349 | Natural Gas Fired Combustion Turbine | GT | 161.1 | N | IPP Non-CHP | NG | natural gas peaker | TRUE
55350 | Natural Gas Fired Combined Cycle | CT | 158.3 | N | Electric Utility | NG | natural gas nonpeaker | TRUE
55350 | Natural Gas Fired Combined Cycle | CT | 158.3 | N | Electric Utility | NG | natural gas nonpeaker | TRUE
55350 | Natural Gas Fired Combined Cycle | CA | 223.4 | N | Electric Utility | NG | natural gas nonpeaker | TRUE
55353 | Onshore Wind Turbine | WT | 11.2 | N | IPP Non-CHP | WND | onshore wind | TRUE
55354 | Onshore Wind Turbine | WT | 11.8 | N | IPP Non-CHP | WND | onshore wind | TRUE
55357 | Natural Gas Fired Combined Cycle | CT | 166 | N | IPP Non-CHP | NG | natural gas nonpeaker | TRUE
55357 | Natural Gas Fired Combined Cycle | CT | 166 | N | IPP Non-CHP | NG | natural gas nonpeaker | TRUE
55357 | Natural Gas Fired Combined Cycle | CA | 193 | N | IPP Non-CHP | NG | natural gas nonpeaker | TRUE
55358 | Natural Gas Fired Combined Cycle | CT | 163.7 | N | IPP Non-CHP | NG | natural gas nonpeaker | TRUE
55358 | Natural Gas Fired Combined Cycle | CT | 163.7 | N | IPP Non-CHP | NG | natural gas nonpeaker | TRUE
55358 | Natural Gas Fired Combined Cycle | CT | 163.7 | N | IPP Non-CHP | NG | natural gas nonpeaker | TRUE
55358 | Natural Gas Fired Combined Cycle | CT | 163.7 | N | IPP Non-CHP | NG | natural gas nonpeaker | TRUE
55358 | Natural Gas Fired Combined Cycle | CA | 131.3 | N | IPP Non-CHP | NG | natural gas nonpeaker | TRUE
55358 | Natural Gas Fired Combined Cycle | CA | 131.3 | N | IPP Non-CHP | NG | natural gas nonpeaker | TRUE
55358 | Natural Gas Fired Combined Cycle | CA | 131.3 | N | IPP Non-CHP | NG | natural gas nonpeaker | TRUE
55358 | Natural Gas Fired Combined Cycle | CA | 131.3 | N | IPP Non-CHP | NG | natural gas nonpeaker | TRUE
55364 | Natural Gas Fired Combined Cycle | CT | 164.4 | N | Electric Utility | NG | natural gas nonpeaker | TRUE
55364 | Natural Gas Fired Combined Cycle | CT | 166.6 | N | Electric Utility | NG | natural gas nonpeaker | TRUE
55364 | Natural Gas Fired Combined Cycle | CA | 218 | N | Electric Utility | NG | natural gas nonpeaker | TRUE
55365 | Natural Gas Fired Combustion Turbine | GT | 38.3 | N | IPP Non-CHP | NG | natural gas peaker | TRUE
55365 | Natural Gas Fired Combustion Turbine | GT | 38.3 | N | IPP Non-CHP | NG | natural gas peaker | TRUE
55365 | Natural Gas Fired Combustion Turbine | GT | 38.3 | N | IPP Non-CHP | NG | natural gas peaker | TRUE
55365 | Natural Gas Fired Combustion Turbine | GT | 38.3 | N | IPP Non-CHP | NG | natural gas peaker | TRUE
55367 | Onshore Wind Turbine | WT | 75 | N | IPP Non-CHP | WND | onshore wind | TRUE
55368 | Onshore Wind Turbine | WT | 6.6 | N | IPP Non-CHP | WND | onshore wind | TRUE
55369 | Petroleum Liquids | CT | 21.7 | N | IPP Non-CHP | WO | petroleum | TRUE
55369 | Petroleum Liquids | CT | 21.7 | N | IPP Non-CHP | WO | petroleum | TRUE
55369 | Petroleum Liquids | CA | 17.4 | N | IPP Non-CHP | WO | petroleum | TRUE
55372 | Natural Gas Fired Combined Cycle | CT | 227.4 | N | IPP Non-CHP | NG | natural gas nonpeaker | TRUE
55372 | Natural Gas Fired Combined Cycle | CT | 229 | N | IPP Non-CHP | NG | natural gas nonpeaker | TRUE
55372 | Natural Gas Fired Combined Cycle | CT | 221.9 | N | IPP Non-CHP | NG | natural gas nonpeaker | TRUE
55372 | Natural Gas Fired Combined Cycle | CA | 113.3 | N | IPP Non-CHP | NG | natural gas nonpeaker | TRUE
55372 | Natural Gas Fired Combined Cycle | CA | 114.9 | N | IPP Non-CHP | NG | natural gas nonpeaker | TRUE
55372 | Natural Gas Fired Combined Cycle | CA | 111.5 | N | IPP Non-CHP | NG | natural gas nonpeaker | TRUE
55375 | Natural Gas Fired Combined Cycle | CT | 156 | N | IPP Non-CHP | NG | natural gas nonpeaker | TRUE
55375 | Natural Gas Fired Combined Cycle | CT | 156 | N | IPP Non-CHP | NG | natural gas nonpeaker | TRUE
55375 | Natural Gas Fired Combined Cycle | CA | 228 | N | IPP Non-CHP | NG | natural gas nonpeaker | TRUE
55377 | Natural Gas Fired Combustion Turbine | GT | 44 | N | IPP Non-CHP | NG | natural gas peaker | TRUE
55377 | Natural Gas Fired Combustion Turbine | GT | 44 | N | IPP Non-CHP | NG | natural gas peaker | TRUE
55380 | Natural Gas Fired Combined Cycle | CT | 145 | N | IPP Non-CHP | NG | natural gas nonpeaker | TRUE
55380 | Natural Gas Fired Combined Cycle | CT | 145 | N | IPP Non-CHP | NG | natural gas nonpeaker | TRUE
55380 | Natural Gas Fired Combined Cycle | CT | 145 | N | IPP Non-CHP | NG | natural gas nonpeaker | TRUE
55380 | Natural Gas Fired Combined Cycle | CT | 145 | N | IPP Non-CHP | NG | natural gas nonpeaker | TRUE
55380 | Natural Gas Fired Combined Cycle | CT | 145 | N | IPP Non-CHP | NG | natural gas nonpeaker | TRUE
55380 | Natural Gas Fired Combined Cycle | CT | 145 | N | IPP Non-CHP | NG | natural gas nonpeaker | TRUE
55380 | Natural Gas Fired Combined Cycle | CT | 145 | N | IPP Non-CHP | NG | natural gas nonpeaker | TRUE
55380 | Natural Gas Fired Combined Cycle | CT | 145 | N | IPP Non-CHP | NG | natural gas nonpeaker | TRUE
55380 | Natural Gas Fired Combined Cycle | CA | 215 | N | IPP Non-CHP | NG | natural gas nonpeaker | TRUE
55380 | Natural Gas Fired Combined Cycle | CA | 215 | N | IPP Non-CHP | NG | natural gas nonpeaker | TRUE
55380 | Natural Gas Fired Combined Cycle | CA | 215 | N | IPP Non-CHP | NG | natural gas nonpeaker | TRUE
55380 | Natural Gas Fired Combined Cycle | CA | 215 | N | IPP Non-CHP | NG | natural gas nonpeaker | TRUE
55381 | Petroleum Liquids | GT | 46.2 | N | IPP Non-CHP | DFO | petroleum | TRUE
55381 | Petroleum Liquids | GT | 44.4 | N | IPP Non-CHP | DFO | petroleum | TRUE
55381 | Petroleum Liquids | GT | 45 | N | IPP Non-CHP | DFO | petroleum | TRUE
55381 | Petroleum Liquids | GT | 46.4 | N | IPP Non-CHP | DFO | petroleum | TRUE
55381 | Petroleum Liquids | GT | 46.8 | N | IPP Non-CHP | DFO | petroleum | TRUE
55381 | Petroleum Liquids | GT | 45.8 | N | IPP Non-CHP | DFO | petroleum | TRUE
55381 | Petroleum Liquids | GT | 45.8 | N | IPP Non-CHP | DFO | petroleum | TRUE
55382 | Natural Gas Fired Combined Cycle | CT | 175 | N | Electric Utility | NG | natural gas nonpeaker | TRUE
55382 | Natural Gas Fired Combined Cycle | CT | 175 | N | Electric Utility | NG | natural gas nonpeaker | TRUE
55382 | Natural Gas Fired Combined Cycle | CA | 293 | N | Electric Utility | NG | natural gas nonpeaker | TRUE
55382 | Natural Gas Fired Combined Cycle | CT | 175 | N | Electric Utility | NG | natural gas nonpeaker | TRUE
55382 | Natural Gas Fired Combined Cycle | CT | 175 | N | Electric Utility | NG | natural gas nonpeaker | TRUE
55382 | Natural Gas Fired Combined Cycle | CA | 293 | N | Electric Utility | NG | natural gas nonpeaker | TRUE
55386 | Natural Gas Fired Combined Cycle | CT | 151.5 | Y | IPP CHP | NG | natural gas nonpeaker | FALSE
55386 | Natural Gas Fired Combined Cycle | CT | 151.5 | Y | IPP CHP | NG | natural gas nonpeaker | FALSE
55386 | Natural Gas Fired Combined Cycle | CA | 240 | Y | IPP CHP | NG | natural gas nonpeaker | FALSE
55390 | Petroleum Liquids | IC | 1.8 | N | Commercial Non-CHP | DFO | petroleum | FALSE
55390 | Petroleum Liquids | IC | 1.8 | N | Commercial Non-CHP | DFO | petroleum | FALSE
55390 | Petroleum Liquids | IC | 1.8 | N | Commercial Non-CHP | DFO | petroleum | FALSE
55390 | Petroleum Liquids | IC | 1.8 | N | Commercial Non-CHP | DFO | petroleum | FALSE
55390 | Petroleum Liquids | IC | 1.8 | N | Commercial Non-CHP | DFO | petroleum | FALSE
55390 | Petroleum Liquids | IC | 1.8 | N | Commercial Non-CHP | DFO | petroleum | FALSE
55391 | Natural Gas Fired Combustion Turbine | GT | 157 | N | IPP Non-CHP | NG | natural gas peaker | TRUE
55391 | Natural Gas Fired Combustion Turbine | GT | 157 | N | IPP Non-CHP | NG | natural gas peaker | TRUE
55391 | Natural Gas Fired Combustion Turbine | GT | 157 | N | IPP Non-CHP | NG | natural gas peaker | TRUE
55392 | Natural Gas Fired Combustion Turbine | GT | 152 | N | IPP Non-CHP | NG | natural gas peaker | TRUE
55392 | Natural Gas Fired Combustion Turbine | GT | 152 | N | IPP Non-CHP | NG | natural gas peaker | TRUE
55392 | Natural Gas Fired Combustion Turbine | GT | 152 | N | IPP Non-CHP | NG | natural gas peaker | TRUE
55393 | Natural Gas Fired Combined Cycle | CT | 172 | N | IPP Non-CHP | NG | natural gas nonpeaker | TRUE
55393 | Natural Gas Fired Combined Cycle | CT | 172 | N | IPP Non-CHP | NG | natural gas nonpeaker | TRUE
55393 | Natural Gas Fired Combined Cycle | CA | 202.1 | N | IPP Non-CHP | NG | natural gas nonpeaker | TRUE
55395 | Natural Gas Fired Combustion Turbine | GT | 77 | N | Electric Utility | NG | natural gas peaker | TRUE
55395 | Natural Gas Fired Combustion Turbine | GT | 77 | N | Electric Utility | NG | natural gas peaker | TRUE
55395 | Natural Gas Fired Combustion Turbine | GT | 77 | N | Electric Utility | NG | natural gas peaker | TRUE
55395 | Natural Gas Fired Combustion Turbine | GT | 77 | N | Electric Utility | NG | natural gas peaker | TRUE
55396 | Onshore Wind Turbine | WT | 16.5 | N | IPP Non-CHP | WND | onshore wind | TRUE
55397 | Natural Gas Fired Combined Cycle | CT | 169 | N | IPP Non-CHP | NG | natural gas nonpeaker | TRUE
55397 | Natural Gas Fired Combined Cycle | CT | 169 | N | IPP Non-CHP | NG | natural gas nonpeaker | TRUE
55397 | Natural Gas Fired Combined Cycle | CA | 288 | N | IPP Non-CHP | NG | natural gas nonpeaker | TRUE
55400 | Natural Gas Fired Combined Cycle | CT | 156 | Y | IPP CHP | NG | natural gas nonpeaker | FALSE
55400 | Natural Gas Fired Combined Cycle | CT | 156 | Y | IPP CHP | NG | natural gas nonpeaker | FALSE
55400 | Natural Gas Fired Combined Cycle | CA | 213 | Y | IPP CHP | NG | natural gas nonpeaker | FALSE
55401 | Natural Gas Fired Combustion Turbine | GT | 165 | N | IPP Non-CHP | NG | natural gas peaker | TRUE
55401 | Natural Gas Fired Combustion Turbine | GT | 165 | N | IPP Non-CHP | NG | natural gas peaker | TRUE
55401 | Natural Gas Fired Combustion Turbine | GT | 165 | N | IPP Non-CHP | NG | natural gas peaker | TRUE
55401 | Natural Gas Fired Combustion Turbine | GT | 165 | N | IPP Non-CHP | NG | natural gas peaker | TRUE
55401 | Natural Gas Fired Combustion Turbine | GT | 165 | N | IPP Non-CHP | NG | natural gas peaker | TRUE
55402 | Natural Gas Fired Combustion Turbine | GT | 153 | N | Electric Utility | NG | natural gas peaker | TRUE
55402 | Natural Gas Fired Combustion Turbine | GT | 153 | N | Electric Utility | NG | natural gas peaker | TRUE
55402 | Natural Gas Fired Combustion Turbine | GT | 153 | N | Electric Utility | NG | natural gas peaker | TRUE
55402 | Natural Gas Fired Combustion Turbine | GT | 153 | N | Electric Utility | NG | natural gas peaker | TRUE
55404 | Natural Gas Fired Combined Cycle | CT | 170 | Y | IPP CHP | NG | natural gas nonpeaker | FALSE
55404 | Natural Gas Fired Combined Cycle | CT | 170 | Y | IPP CHP | NG | natural gas nonpeaker | FALSE
55404 | Natural Gas Fired Combined Cycle | CA | 185 | Y | IPP CHP | NG | natural gas nonpeaker | FALSE
55405 | Natural Gas Fired Combined Cycle | CT | 219.7 | N | IPP Non-CHP | NG | natural gas nonpeaker | TRUE
55405 | Natural Gas Fired Combined Cycle | CT | 216.6 | N | IPP Non-CHP | NG | natural gas nonpeaker | TRUE
55405 | Natural Gas Fired Combined Cycle | CT | 213.4 | N | IPP Non-CHP | NG | natural gas nonpeaker | TRUE
55405 | Natural Gas Fired Combined Cycle | CA | 104.8 | N | IPP Non-CHP | NG | natural gas nonpeaker | TRUE
55405 | Natural Gas Fired Combined Cycle | CA | 107.2 | N | IPP Non-CHP | NG | natural gas nonpeaker | TRUE
55405 | Natural Gas Fired Combined Cycle | CA | 107.2 | N | IPP Non-CHP | NG | natural gas nonpeaker | TRUE
55406 | Natural Gas Fired Combined Cycle | CA | 176 | N | IPP Non-CHP | NG | natural gas nonpeaker | TRUE
55406 | Natural Gas Fired Combined Cycle | CT | 169 | N | IPP Non-CHP | NG | natural gas nonpeaker | TRUE
55406 | Natural Gas Fired Combined Cycle | CT | 164 | N | IPP Non-CHP | NG | natural gas nonpeaker | TRUE
55409 | Natural Gas Fired Combustion Turbine | GT | 158 | N | IPP Non-CHP | NG | natural gas peaker | TRUE
55409 | Natural Gas Fired Combustion Turbine | GT | 158 | N | IPP Non-CHP | NG | natural gas peaker | TRUE
55409 | Natural Gas Fired Combustion Turbine | GT | 158 | N | IPP Non-CHP | NG | natural gas peaker | TRUE
55409 | Natural Gas Fired Combustion Turbine | GT | 158 | N | IPP Non-CHP | NG | natural gas peaker | TRUE
55411 | Natural Gas Fired Combined Cycle | CT | 220.5 | N | IPP Non-CHP | NG | natural gas nonpeaker | TRUE
55411 | Natural Gas Fired Combined Cycle | CT | 220.5 | N | IPP Non-CHP | NG | natural gas nonpeaker | TRUE
55411 | Natural Gas Fired Combined Cycle | CA | 280.8 | N | IPP Non-CHP | NG | natural gas nonpeaker | TRUE
55412 | Natural Gas Fired Combined Cycle | CT | 175 | N | IPP Non-CHP | NG | natural gas nonpeaker | TRUE
55412 | Natural Gas Fired Combined Cycle | CT | 175 | N | IPP Non-CHP | NG | natural gas nonpeaker | TRUE
55412 | Natural Gas Fired Combined Cycle | CA | 240 | N | IPP Non-CHP | NG | natural gas nonpeaker | TRUE
55414 | Natural Gas Fired Combustion Turbine | GT | 154.4 | N | IPP Non-CHP | NG | natural gas peaker | TRUE
55414 | Natural Gas Fired Combustion Turbine | GT | 154.4 | N | IPP Non-CHP | NG | natural gas peaker | TRUE
55414 | Natural Gas Fired Combustion Turbine | GT | 154.4 | N | IPP Non-CHP | NG | natural gas peaker | TRUE
55415 | Natural Gas Fired Combustion Turbine | GT | 161.5 | N | IPP Non-CHP | NG | natural gas peaker | TRUE
55415 | Natural Gas Fired Combustion Turbine | GT | 161.5 | N | IPP Non-CHP | NG | natural gas peaker | TRUE
55415 | Natural Gas Fired Combustion Turbine | GT | 161.5 | N | IPP Non-CHP | NG | natural gas peaker | TRUE
55415 | Natural Gas Fired Combustion Turbine | GT | 161.5 | N | IPP Non-CHP | NG | natural gas peaker | TRUE
55417 | Natural Gas Fired Combustion Turbine | GT | 75 | N | Electric Utility | NG | natural gas peaker | TRUE
55417 | Natural Gas Fired Combustion Turbine | GT | 75 | N | Electric Utility | NG | natural gas peaker | TRUE
55417 | Natural Gas Fired Combustion Turbine | GT | 75 | N | Electric Utility | NG | natural gas peaker | TRUE
55417 | Natural Gas Fired Combustion Turbine | GT | 75 | N | Electric Utility | NG | natural gas peaker | TRUE
55418 | Natural Gas Fired Combined Cycle | CT | 162.7 | N | Electric Utility | NG | natural gas nonpeaker | TRUE
55418 | Natural Gas Fired Combined Cycle | CT | 163.3 | N | Electric Utility | NG | natural gas nonpeaker | TRUE
55418 | Natural Gas Fired Combined Cycle | CA | 276.4 | N | Electric Utility | NG | natural gas nonpeaker | TRUE
55419 | Natural Gas Fired Combined Cycle | CT | 151 | Y | Industrial CHP | NG | natural gas nonpeaker | FALSE
55419 | Natural Gas Fired Combined Cycle | CT | 151 | Y | Industrial CHP | NG | natural gas nonpeaker | FALSE
55419 | Natural Gas Fired Combined Cycle | CT | 151 | Y | Industrial CHP | NG | natural gas nonpeaker | FALSE
55419 | Natural Gas Fired Combined Cycle | CT | 151 | Y | Industrial CHP | NG | natural gas nonpeaker | FALSE
55419 | Natural Gas Fired Combined Cycle | CA | 189 | Y | Industrial CHP | NG | natural gas nonpeaker | FALSE
55429 | Wood/Wood Waste Biomass | ST | 49 | Y | Industrial CHP | BLQ | biomass | FALSE
55433 | Natural Gas Fired Combustion Turbine | GT | 75 | N | IPP Non-CHP | NG | natural gas peaker | TRUE
55433 | Natural Gas Fired Combustion Turbine | GT | 75 | N | IPP Non-CHP | NG | natural gas peaker | TRUE
55433 | Natural Gas Fired Combustion Turbine | GT | 75 | N | IPP Non-CHP | NG | natural gas peaker | TRUE
55433 | Natural Gas Fired Combustion Turbine | GT | 75 | N | IPP Non-CHP | NG | natural gas peaker | TRUE
55438 | Natural Gas Fired Combustion Turbine | GT | 115 | N | IPP Non-CHP | NG | natural gas peaker | TRUE
55438 | Natural Gas Fired Combustion Turbine | GT | 115 | N | IPP Non-CHP | NG | natural gas peaker | TRUE
55438 | Natural Gas Fired Combustion Turbine | GT | 115 | N | IPP Non-CHP | NG | natural gas peaker | TRUE
55438 | Natural Gas Fired Combustion Turbine | GT | 115 | N | IPP Non-CHP | NG | natural gas peaker | TRUE
55439 | Natural Gas Fired Combined Cycle | CT | 166 | N | IPP Non-CHP | NG | natural gas nonpeaker | TRUE
55439 | Natural Gas Fired Combined Cycle | CT | 166 | N | IPP Non-CHP | NG | natural gas nonpeaker | TRUE
55439 | Natural Gas Fired Combined Cycle | CT | 172 | N | IPP Non-CHP | NG | natural gas nonpeaker | TRUE
55439 | Natural Gas Fired Combined Cycle | CA | 395.1 | N | IPP Non-CHP | NG | natural gas nonpeaker | TRUE
55440 | Natural Gas Fired Combined Cycle | CT | 174.3 | N | IPP Non-CHP | NG | natural gas nonpeaker | TRUE
55440 | Natural Gas Fired Combined Cycle | CT | 173.6 | N | IPP Non-CHP | NG | natural gas nonpeaker | TRUE
55440 | Natural Gas Fired Combined Cycle | CT | 177.4 | N | IPP Non-CHP | NG | natural gas nonpeaker | TRUE
55440 | Natural Gas Fired Combined Cycle | CA | 398.5 | N | IPP Non-CHP | NG | natural gas nonpeaker | TRUE
55447 | Natural Gas Fired Combustion Turbine | GT | 35 | N | Electric Utility | NG | natural gas peaker | TRUE
55447 | Natural Gas Fired Combustion Turbine | GT | 35 | N | Electric Utility | NG | natural gas peaker | TRUE
55447 | Natural Gas Fired Combustion Turbine | GT | 35 | N | Electric Utility | NG | natural gas peaker | TRUE
55447 | Natural Gas Fired Combustion Turbine | GT | 35 | N | Electric Utility | NG | natural gas peaker | TRUE
55451 | Natural Gas Fired Combined Cycle | CT | 156 | N | Electric Utility | NG | natural gas nonpeaker | TRUE
55451 | Natural Gas Fired Combined Cycle | CT | 156 | N | Electric Utility | NG | natural gas nonpeaker | TRUE
55451 | Natural Gas Fired Combined Cycle | CT | 156 | N | Electric Utility | NG | natural gas nonpeaker | TRUE
55451 | Natural Gas Fired Combined Cycle | CA | 150 | N | Electric Utility | NG | natural gas nonpeaker | TRUE
55451 | Natural Gas Fired Combined Cycle | CA | 150 | N | Electric Utility | NG | natural gas nonpeaker | TRUE
55451 | Natural Gas Fired Combined Cycle | CA | 150 | N | Electric Utility | NG | natural gas nonpeaker | TRUE
55453 | Natural Gas Fired Combustion Turbine | GT | 39 | N | IPP Non-CHP | NG | natural gas peaker | TRUE
55453 | Natural Gas Fired Combustion Turbine | GT | 39 | N | IPP Non-CHP | NG | natural gas peaker | TRUE
55453 | Natural Gas Fired Combustion Turbine | GT | 39 | N | IPP Non-CHP | NG | natural gas peaker | TRUE
55453 | Natural Gas Fired Combustion Turbine | GT | 39 | N | IPP Non-CHP | NG | natural gas peaker | TRUE
55453 | Natural Gas Fired Combustion Turbine | GT | 39 | N | IPP Non-CHP | NG | natural gas peaker | TRUE
55453 | Natural Gas Fired Combustion Turbine | GT | 39 | N | IPP Non-CHP | NG | natural gas peaker | TRUE
55455 | Natural Gas Fired Combined Cycle | CT | 148 | N | Electric Utility | NG | natural gas nonpeaker | TRUE
55455 | Natural Gas Fired Combined Cycle | CT | 148 | N | Electric Utility | NG | natural gas nonpeaker | TRUE
55455 | Natural Gas Fired Combined Cycle | CT | 148 | N | Electric Utility | NG | natural gas nonpeaker | TRUE
55455 | Natural Gas Fired Combined Cycle | CT | 148 | N | Electric Utility | NG | natural gas nonpeaker | TRUE
55455 | Natural Gas Fired Combined Cycle | CA | 171 | N | Electric Utility | NG | natural gas nonpeaker | TRUE
55455 | Natural Gas Fired Combined Cycle | CA | 171 | N | Electric Utility | NG | natural gas nonpeaker | TRUE
55457 | Natural Gas Fired Combined Cycle | CT | 162 | N | Electric Utility | NG | natural gas nonpeaker | TRUE
55457 | Natural Gas Fired Combined Cycle | CT | 157.7 | N | Electric Utility | NG | natural gas nonpeaker | TRUE
55457 | Natural Gas Fired Combined Cycle | CA | 173.9 | N | Electric Utility | NG | natural gas nonpeaker | TRUE
55463 | Natural Gas Fired Combined Cycle | CT |  | N | Electric Utility | NG | natural gas nonpeaker | TRUE
55463 | Natural Gas Fired Combined Cycle | CT |  | N | Electric Utility | NG | natural gas nonpeaker | TRUE
55463 | Natural Gas Fired Combined Cycle | CT |  | N | Electric Utility | NG | natural gas nonpeaker | TRUE
55463 | Natural Gas Fired Combined Cycle | CT |  | N | Electric Utility | NG | natural gas nonpeaker | TRUE
55463 | Natural Gas Fired Combined Cycle | CA | 309.4 | N | Electric Utility | NG | natural gas nonpeaker | TRUE
55463 | Natural Gas Fired Combined Cycle | CA | 303.7 | N | Electric Utility | NG | natural gas nonpeaker | TRUE
55463 | Natural Gas Fired Combined Cycle | CA | 305.8 | N | Electric Utility | NG | natural gas nonpeaker | TRUE
55463 | Natural Gas Fired Combined Cycle | CA | 300.6 | N | Electric Utility | NG | natural gas nonpeaker | TRUE
55464 | Natural Gas Fired Combined Cycle | CT | 169.8 | Y | IPP CHP | NG | natural gas nonpeaker | FALSE
55464 | Natural Gas Fired Combined Cycle | CT | 169.8 | Y | IPP CHP | NG | natural gas nonpeaker | FALSE
55464 | Natural Gas Fired Combined Cycle | CT | 169.8 | Y | IPP CHP | NG | natural gas nonpeaker | FALSE
55464 | Natural Gas Fired Combined Cycle | CT | 169.8 | Y | IPP CHP | NG | natural gas nonpeaker | FALSE
55464 | Natural Gas Fired Combined Cycle | CT | 154.8 | Y | IPP CHP | NG | natural gas nonpeaker | FALSE
55464 | Natural Gas Fired Combined Cycle | CA | 282 | Y | IPP CHP | NG | natural gas nonpeaker | FALSE
55467 | Natural Gas Fired Combined Cycle | CT | 145.1 | N | Electric Utility | NG | natural gas nonpeaker | TRUE
55467 | Natural Gas Fired Combined Cycle | CT | 143.3 | N | Electric Utility | NG | natural gas nonpeaker | TRUE
55467 | Natural Gas Fired Combined Cycle | CT | 146.9 | N | Electric Utility | NG | natural gas nonpeaker | TRUE
55467 | Natural Gas Fired Combined Cycle | CA | 103 | N | Electric Utility | NG | natural gas nonpeaker | TRUE
55467 | Natural Gas Fired Combined Cycle | CA | 101.8 | N | Electric Utility | NG | natural gas nonpeaker | TRUE
55467 | Natural Gas Fired Combined Cycle | CA | 101 | N | Electric Utility | NG | natural gas nonpeaker | TRUE
55470 | Natural Gas Fired Combined Cycle | CA | 110 | Y | Industrial CHP | NG | natural gas nonpeaker | FALSE
55470 | Natural Gas Fired Combined Cycle | CA | 241.5 | Y | Industrial CHP | NG | natural gas nonpeaker | FALSE
55470 | Natural Gas Fired Combined Cycle | CT | 158 | Y | Industrial CHP | NG | natural gas nonpeaker | FALSE
55470 | Natural Gas Fired Combined Cycle | CT | 158 | Y | Industrial CHP | NG | natural gas nonpeaker | FALSE
55470 | Natural Gas Fired Combined Cycle | CT | 158 | Y | Industrial CHP | NG | natural gas nonpeaker | FALSE
55477 | Natural Gas Fired Combustion Turbine | GT | 34 | N | Electric Utility | NG | natural gas peaker | TRUE
55478 | Natural Gas Fired Combustion Turbine | GT | 34 | N | Electric Utility | NG | natural gas peaker | TRUE
55479 | Conventional Steam Coal | ST | 85 | N | IPP Non-CHP | SUB | hard coal | TRUE
55480 | Natural Gas Fired Combined Cycle | CA | 415 | N | IPP Non-CHP | NG | natural gas nonpeaker | TRUE
55480 | Natural Gas Fired Combined Cycle | CA | 415 | N | IPP Non-CHP | NG | natural gas nonpeaker | TRUE
55480 | Natural Gas Fired Combined Cycle | CT | 168 | N | IPP Non-CHP | NG | natural gas nonpeaker | TRUE
55480 | Natural Gas Fired Combined Cycle | CT | 168 | N | IPP Non-CHP | NG | natural gas nonpeaker | TRUE
55480 | Natural Gas Fired Combined Cycle | CT | 168 | N | IPP Non-CHP | NG | natural gas nonpeaker | TRUE
55480 | Natural Gas Fired Combined Cycle | CT | 168 | N | IPP Non-CHP | NG | natural gas nonpeaker | TRUE
55480 | Natural Gas Fired Combined Cycle | CT | 168 | N | IPP Non-CHP | NG | natural gas nonpeaker | TRUE
55480 | Natural Gas Fired Combined Cycle | CT | 168 | N | IPP Non-CHP | NG | natural gas nonpeaker | TRUE
55481 | Natural Gas Fired Combined Cycle | CT | 153 | N | IPP Non-CHP | NG | natural gas nonpeaker | TRUE
55481 | Natural Gas Fired Combined Cycle | CT | 153 | N | IPP Non-CHP | NG | natural gas nonpeaker | TRUE
55481 | Natural Gas Fired Combined Cycle | CA | 289 | N | IPP Non-CHP | NG | natural gas nonpeaker | TRUE
55482 | Natural Gas Fired Combined Cycle | CT | 146.1 | N | Electric Utility | NG | natural gas nonpeaker | TRUE
55482 | Natural Gas Fired Combined Cycle | CA | 110.6 | N | Electric Utility | NG | natural gas nonpeaker | TRUE
55488 | Landfill Gas | IC | 1 | Y | IPP CHP | LFG | biomass | FALSE
55488 | Landfill Gas | IC | 1 | Y | IPP CHP | LFG | biomass | FALSE
55488 | Landfill Gas | IC | 0.9 | Y | IPP CHP | LFG | biomass | FALSE
55494 | Natural Gas Fired Combustion Turbine | GT | 50 | N | IPP Non-CHP | NG | natural gas peaker | TRUE
55494 | Natural Gas Fired Combustion Turbine | GT | 50 | N | IPP Non-CHP | NG | natural gas peaker | TRUE
55494 | Natural Gas Fired Combustion Turbine | GT | 50 | N | IPP Non-CHP | NG | natural gas peaker | TRUE
55494 | Natural Gas Fired Combustion Turbine | GT | 50 | N | IPP Non-CHP | NG | natural gas peaker | TRUE
55496 | Natural Gas Fired Combustion Turbine | GT | 72 | N | Electric Utility | NG | natural gas peaker | TRUE
55496 | Natural Gas Fired Combustion Turbine | GT | 72 | N | Electric Utility | NG | natural gas peaker | TRUE
55496 | Natural Gas Fired Combustion Turbine | GT | 72 | N | Electric Utility | NG | natural gas peaker | TRUE
55496 | Natural Gas Fired Combustion Turbine | GT | 72 | N | Electric Utility | NG | natural gas peaker | TRUE
55496 | Natural Gas Fired Combustion Turbine | GT | 72 | N | Electric Utility | NG | natural gas peaker | TRUE
55496 | Natural Gas Fired Combustion Turbine | GT | 72 | N | Electric Utility | NG | natural gas peaker | TRUE
55499 | Natural Gas Fired Combustion Turbine | GT | 48 | N | IPP Non-CHP | NG | natural gas peaker | TRUE
55501 | Natural Gas Fired Combined Cycle | CT | 158.2 | N | IPP Non-CHP | NG | natural gas nonpeaker | TRUE
55501 | Natural Gas Fired Combined Cycle | CT | 158.2 | N | IPP Non-CHP | NG | natural gas nonpeaker | TRUE
55501 | Natural Gas Fired Combined Cycle | CT | 158.2 | N | IPP Non-CHP | NG | natural gas nonpeaker | TRUE
55501 | Natural Gas Fired Combined Cycle | CT | 158.2 | N | IPP Non-CHP | NG | natural gas nonpeaker | TRUE
55501 | Natural Gas Fired Combined Cycle | CA | 272.8 | N | IPP Non-CHP | NG | natural gas nonpeaker | TRUE
55501 | Natural Gas Fired Combined Cycle | CA | 272.8 | N | IPP Non-CHP | NG | natural gas nonpeaker | TRUE
55502 | Natural Gas Fired Combined Cycle | CA | 238 | N | Electric Utility | NG | natural gas nonpeaker | TRUE
55502 | Natural Gas Fired Combined Cycle | CA | 238 | N | Electric Utility | NG | natural gas nonpeaker | TRUE
55502 | Natural Gas Fired Combined Cycle | CT | 151 | N | Electric Utility | NG | natural gas nonpeaker | TRUE
55502 | Natural Gas Fired Combined Cycle | CT | 151 | N | Electric Utility | NG | natural gas nonpeaker | TRUE
55502 | Natural Gas Fired Combined Cycle | CT | 151 | N | Electric Utility | NG | natural gas nonpeaker | TRUE
55502 | Natural Gas Fired Combined Cycle | CT | 151 | N | Electric Utility | NG | natural gas nonpeaker | TRUE
55503 | Natural Gas Fired Combined Cycle | CT | 155 | N | IPP Non-CHP | NG | natural gas nonpeaker | TRUE
55503 | Natural Gas Fired Combined Cycle | CT | 155 | N | IPP Non-CHP | NG | natural gas nonpeaker | TRUE
55503 | Natural Gas Fired Combined Cycle | CT | 155 | N | IPP Non-CHP | NG | natural gas nonpeaker | TRUE
55503 | Natural Gas Fired Combined Cycle | CA | 345 | N | IPP Non-CHP | NG | natural gas nonpeaker | TRUE
55504 | Natural Gas Fired Combustion Turbine | GT | 67 | N | Electric Utility | NG | natural gas peaker | TRUE
55504 | Natural Gas Fired Combustion Turbine | GT | 67 | N | Electric Utility | NG | natural gas peaker | TRUE
55505 | Natural Gas Fired Combustion Turbine | GT | 67 | N | Electric Utility | NG | natural gas peaker | TRUE
55505 | Natural Gas Fired Combustion Turbine | GT | 67 | N | Electric Utility | NG | natural gas peaker | TRUE
55508 | Natural Gas Fired Combustion Turbine | GT | 48 | N | IPP Non-CHP | NG | natural gas peaker | TRUE
55510 | Natural Gas Fired Combustion Turbine | GT | 48 | N | IPP Non-CHP | NG | natural gas peaker | TRUE
55512 | Natural Gas Fired Combustion Turbine | GT | 48.7 | N | Electric Utility | NG | natural gas peaker | TRUE
55513 | Natural Gas Fired Combustion Turbine | GT | 48 | N | IPP Non-CHP | NG | natural gas peaker | TRUE
55514 | Natural Gas Fired Combined Cycle | CT | 149.6 | N | Electric Utility | NG | natural gas nonpeaker | TRUE
55514 | Natural Gas Fired Combined Cycle | CT | 149.6 | N | Electric Utility | NG | natural gas nonpeaker | TRUE
55514 | Natural Gas Fired Combined Cycle | CA | 195.2 | N | Electric Utility | NG | natural gas nonpeaker | TRUE
55516 | Natural Gas Fired Combined Cycle | CT | 165 | N | IPP Non-CHP | NG | natural gas nonpeaker | TRUE
55516 | Natural Gas Fired Combined Cycle | CT | 165 | N | IPP Non-CHP | NG | natural gas nonpeaker | TRUE
55516 | Natural Gas Fired Combined Cycle | CA | 314 | N | IPP Non-CHP | NG | natural gas nonpeaker | TRUE
55517 | Natural Gas Fired Combustion Turbine | GT | 42.3 | N | IPP Non-CHP | NG | natural gas peaker | TRUE
55517 | Natural Gas Fired Combustion Turbine | GT | 42.3 | N | IPP Non-CHP | NG | natural gas peaker | TRUE
55517 | Natural Gas Fired Combustion Turbine | GT | 42.3 | N | IPP Non-CHP | NG | natural gas peaker | TRUE
55517 | Natural Gas Fired Combustion Turbine | GT | 42.3 | N | IPP Non-CHP | NG | natural gas peaker | TRUE
55517 | Natural Gas Fired Combustion Turbine | GT | 42.3 | N | IPP Non-CHP | NG | natural gas peaker | TRUE
55518 | Natural Gas Fired Combined Cycle | CT | 156.3 | N | IPP Non-CHP | NG | natural gas nonpeaker | TRUE
55518 | Natural Gas Fired Combined Cycle | CT | 156.7 | N | IPP Non-CHP | NG | natural gas nonpeaker | TRUE
55518 | Natural Gas Fired Combined Cycle | CT | 156.5 | N | IPP Non-CHP | NG | natural gas nonpeaker | TRUE
55518 | Natural Gas Fired Combined Cycle | CA | 304.8 | N | IPP Non-CHP | NG | natural gas nonpeaker | TRUE
55522 | Natural Gas Fired Combustion Turbine | GT | 41 | N | Electric Utility | NG | natural gas peaker | TRUE
55522 | Natural Gas Fired Combustion Turbine | GT | 41 | N | Electric Utility | NG | natural gas peaker | TRUE
55522 | Natural Gas Fired Combustion Turbine | GT | 41 | N | Electric Utility | NG | natural gas peaker | TRUE
55522 | Natural Gas Fired Combustion Turbine | GT | 41 | N | Electric Utility | NG | natural gas peaker | TRUE
55522 | Natural Gas Fired Combustion Turbine | GT | 41 | N | Electric Utility | NG | natural gas peaker | TRUE
55522 | Natural Gas Fired Combustion Turbine | GT | 41 | N | Electric Utility | NG | natural gas peaker | TRUE
55522 | Natural Gas Fired Combustion Turbine | GT | 41 | N | Electric Utility | NG | natural gas peaker | TRUE
55522 | Natural Gas Fired Combustion Turbine | GT | 41 | N | Electric Utility | NG | natural gas peaker | TRUE
55522 | Natural Gas Fired Combustion Turbine | GT | 41 | N | Electric Utility | NG | natural gas peaker | TRUE
55522 | Natural Gas Fired Combustion Turbine | GT | 41 | N | Electric Utility | NG | natural gas peaker | TRUE
55524 | Natural Gas Fired Combined Cycle | CT | 113 | N | IPP Non-CHP | NG | natural gas nonpeaker | TRUE
55524 | Natural Gas Fired Combined Cycle | CT | 122 | N | IPP Non-CHP | NG | natural gas nonpeaker | TRUE
55524 | Natural Gas Fired Combined Cycle | CT | 122 | N | IPP Non-CHP | NG | natural gas nonpeaker | TRUE
55524 | Natural Gas Fired Combined Cycle | CA | 188 | N | IPP Non-CHP | NG | natural gas nonpeaker | TRUE
55525 | Other Waste Biomass | IC | 1.4 | Y | Commercial CHP | OBG | biomass | FALSE
55525 | Other Waste Biomass | IC | 0.9 | Y | Commercial CHP | OBG | biomass | FALSE
55525 | Other Waste Biomass | IC | 0.9 | Y | Commercial CHP | OBG | biomass | FALSE
55525 | Other Waste Biomass | IC | 0.9 | Y | Commercial CHP | OBG | biomass | FALSE
55525 | Other Waste Biomass | IC | 0.9 | Y | Commercial CHP | OBG | biomass | FALSE
55526 | Landfill Gas | IC | 1.7 | N | IPP Non-CHP | LFG | biomass | TRUE
55526 | Landfill Gas | IC | 1.7 | N | IPP Non-CHP | LFG | biomass | TRUE
55526 | Landfill Gas | IC | 1.7 | N | IPP Non-CHP | LFG | biomass | TRUE
55526 | Landfill Gas | IC | 1.7 | N | IPP Non-CHP | LFG | biomass | TRUE
55526 | Landfill Gas | IC | 1.7 | N | IPP Non-CHP | LFG | biomass | TRUE
55526 | Landfill Gas | IC | 1.7 | N | IPP Non-CHP | LFG | biomass | TRUE
55534 | Petroleum Liquids | IC | 1.7 | N | Electric Utility | DFO | petroleum | TRUE
55538 | Natural Gas Fired Combustion Turbine | GT | 45 | N | IPP Non-CHP | NG | natural gas peaker | TRUE
55540 | Natural Gas Fired Combustion Turbine | GT | 33.6 | N | IPP Non-CHP | NG | natural gas peaker | TRUE
55541 | Natural Gas Fired Combustion Turbine | GT | 46.7 | N | IPP Non-CHP | NG | natural gas peaker | TRUE
55541 | Natural Gas Fired Combustion Turbine | GT | 47.6 | N | IPP Non-CHP | NG | natural gas peaker | TRUE
55541 | Natural Gas Fired Combustion Turbine | GT | 48.2 | N | IPP Non-CHP | NG | natural gas peaker | TRUE
55542 | Natural Gas Fired Combustion Turbine | GT | 45.6 | N | IPP Non-CHP | NG | natural gas peaker | TRUE
55542 | Natural Gas Fired Combustion Turbine | GT | 46 | N | IPP Non-CHP | NG | natural gas peaker | TRUE
55544 | Natural Gas Fired Combustion Turbine | GT | 25 | N | IPP Non-CHP | NG | natural gas peaker | TRUE
55544 | Natural Gas Fired Combustion Turbine | GT | 25 | N | IPP Non-CHP | NG | natural gas peaker | TRUE
55544 | Natural Gas Fired Combustion Turbine | GT | 25 | N | IPP Non-CHP | NG | natural gas peaker | TRUE
55544 | Natural Gas Fired Combustion Turbine | GT | 25 | N | IPP Non-CHP | NG | natural gas peaker | TRUE
55545 | Natural Gas Fired Combined Cycle | CT | 149 | N | IPP Non-CHP | NG | natural gas nonpeaker | TRUE
55545 | Natural Gas Fired Combined Cycle | CT | 149 | N | IPP Non-CHP | NG | natural gas nonpeaker | TRUE
55545 | Natural Gas Fired Combined Cycle | CA | 172 | N | IPP Non-CHP | NG | natural gas nonpeaker | TRUE
55551 | Landfill Gas | IC | 1 | N | IPP Non-CHP | LFG | biomass | TRUE
55551 | Landfill Gas | IC | 1 | N | IPP Non-CHP | LFG | biomass | TRUE
55551 | Landfill Gas | IC | 1 | N | IPP Non-CHP | LFG | biomass | TRUE
55551 | Landfill Gas | IC | 1 | N | IPP Non-CHP | LFG | biomass | TRUE
55552 | Landfill Gas | IC | 1 | N | IPP Non-CHP | LFG | biomass | TRUE
55552 | Landfill Gas | IC | 1 | N | IPP Non-CHP | LFG | biomass | TRUE
55552 | Landfill Gas | IC | 1 | N | IPP Non-CHP | LFG | biomass | TRUE
55552 | Landfill Gas | IC | 1 | N | IPP Non-CHP | LFG | biomass | TRUE
55554 | Landfill Gas | IC | 1.7 | N | IPP Non-CHP | LFG | biomass | TRUE
55554 | Landfill Gas | IC | 1.7 | N | IPP Non-CHP | LFG | biomass | TRUE
55554 | Landfill Gas | IC | 1.7 | N | IPP Non-CHP | LFG | biomass | TRUE
55554 | Landfill Gas | IC | 1.7 | N | IPP Non-CHP | LFG | biomass | TRUE
55556 | Landfill Gas | IC | 1.7 | N | IPP Non-CHP | LFG | biomass | TRUE
55556 | Landfill Gas | IC | 1.7 | N | IPP Non-CHP | LFG | biomass | TRUE
55557 | All Other | ST | 28.1 | Y | Industrial CHP | WH | other | FALSE
55558 | Natural Gas Fired Combined Cycle | CT | 45.9 | Y | Industrial CHP | NG | natural gas nonpeaker | FALSE
55558 | Natural Gas Fired Combined Cycle | CA | 5 | N | Industrial CHP | NG | natural gas nonpeaker | FALSE
55560 | Onshore Wind Turbine | WT | 176.9 | N | IPP Non-CHP | WND | onshore wind | TRUE
55561 | Onshore Wind Turbine | WT | 1.9 | N | IPP Non-CHP | WND | onshore wind | TRUE
55562 | Onshore Wind Turbine | WT | 1.9 | N | IPP Non-CHP | WND | onshore wind | TRUE
55563 | Onshore Wind Turbine | WT | 1.9 | N | IPP Non-CHP | WND | onshore wind | TRUE
55564 | Onshore Wind Turbine | WT | 1.9 | N | IPP Non-CHP | WND | onshore wind | TRUE
55565 | Onshore Wind Turbine | WT | 1.9 | N | IPP Non-CHP | WND | onshore wind | TRUE
55566 | Onshore Wind Turbine | WT | 1.9 | N | IPP Non-CHP | WND | onshore wind | TRUE
55567 | Onshore Wind Turbine | WT | 1.9 | N | IPP Non-CHP | WND | onshore wind | TRUE
55568 | Onshore Wind Turbine | WT | 1.9 | N | IPP Non-CHP | WND | onshore wind | TRUE
55569 | Onshore Wind Turbine | WT | 1.9 | N | IPP Non-CHP | WND | onshore wind | TRUE
55570 | Onshore Wind Turbine | WT | 1.9 | N | IPP Non-CHP | WND | onshore wind | TRUE
55571 | Onshore Wind Turbine | WT | 1.9 | N | IPP Non-CHP | WND | onshore wind | TRUE
55572 | Onshore Wind Turbine | WT | 1.9 | N | IPP Non-CHP | WND | onshore wind | TRUE
55573 | Onshore Wind Turbine | WT | 1.9 | N | IPP Non-CHP | WND | onshore wind | TRUE
55574 | Onshore Wind Turbine | WT | 1.9 | N | IPP Non-CHP | WND | onshore wind | TRUE
55576 | Onshore Wind Turbine | WT | 1.9 | N | IPP Non-CHP | WND | onshore wind | TRUE
55578 | Onshore Wind Turbine | WT | 1.3 | N | Electric Utility | WND | onshore wind | TRUE
55579 | Onshore Wind Turbine | WT | 80 | N | IPP Non-CHP | WND | onshore wind | TRUE
55581 | Onshore Wind Turbine | WT | 278 | N | IPP Non-CHP | WND | onshore wind | TRUE
55588 | Landfill Gas | IC | 0.9 | N | IPP Non-CHP | LFG | biomass | TRUE
55588 | Landfill Gas | IC | 0.9 | N | IPP Non-CHP | LFG | biomass | TRUE
55588 | Landfill Gas | IC | 0.9 | N | IPP Non-CHP | LFG | biomass | TRUE
55588 | Landfill Gas | IC | 0.9 | N | IPP Non-CHP | LFG | biomass | TRUE
55589 | Landfill Gas | GT | 4.4 | N | IPP Non-CHP | LFG | biomass | TRUE
55592 | Landfill Gas | CT | 3.8 | N | IPP Non-CHP | LFG | biomass | TRUE
55592 | Landfill Gas | CT | 3.8 | N | IPP Non-CHP | LFG | biomass | TRUE
55592 | Landfill Gas | CA | 7.6 | N | IPP Non-CHP | LFG | biomass | TRUE
55596 | Landfill Gas | CT | 3.8 | N | IPP Non-CHP | LFG | biomass | TRUE
55596 | Landfill Gas | CT | 3.8 | N | IPP Non-CHP | LFG | biomass | TRUE
55596 | Landfill Gas | CT | 3.8 | N | IPP Non-CHP | LFG | biomass | TRUE
55596 | Landfill Gas | CA | 7.6 | N | IPP Non-CHP | LFG | biomass | TRUE
55596 | Landfill Gas | CT | 4.8 | N | IPP Non-CHP | LFG | biomass | TRUE
55597 | Landfill Gas | IC | 0.9 | N | IPP Non-CHP | LFG | biomass | TRUE
55597 | Landfill Gas | IC | 0.9 | N | IPP Non-CHP | LFG | biomass | TRUE
55597 | Landfill Gas | IC | 0.9 | N | IPP Non-CHP | LFG | biomass | TRUE
55597 | Landfill Gas | GT | 2.3 | N | IPP Non-CHP | LFG | biomass | TRUE
55598 | Landfill Gas | CT | 3.8 | N | IPP Non-CHP | LFG | biomass | TRUE
55598 | Landfill Gas | CT | 3.8 | N | IPP Non-CHP | LFG | biomass | TRUE
55598 | Landfill Gas | CA | 6 | N | IPP Non-CHP | LFG | biomass | TRUE
55599 | Landfill Gas | GT | 4.3 | N | IPP Non-CHP | LFG | biomass | TRUE
55600 | Natural Gas Fired Combustion Turbine | GT | 42 | Y | IPP CHP | NG | natural gas peaker | FALSE
55601 | Landfill Gas | IC | 2.7 | N | IPP Non-CHP | LFG | biomass | TRUE
55601 | Landfill Gas | IC | 2.7 | N | IPP Non-CHP | LFG | biomass | TRUE
55602 | Landfill Gas | IC | 0.9 | N | IPP Non-CHP | LFG | biomass | TRUE
55602 | Landfill Gas | IC | 0.9 | N | IPP Non-CHP | LFG | biomass | TRUE
55602 | Landfill Gas | IC | 0.9 | N | IPP Non-CHP | LFG | biomass | TRUE
55602 | Landfill Gas | IC | 0.9 | N | IPP Non-CHP | LFG | biomass | TRUE
55603 | Landfill Gas | IC | 2.7 | N | IPP Non-CHP | LFG | biomass | TRUE
55607 | Onshore Wind Turbine | WT | 41.4 | N | Electric Utility | WND | onshore wind | TRUE
55608 | Onshore Wind Turbine | WT | 1.8 | N | IPP Non-CHP | WND | onshore wind | TRUE
55609 | Onshore Wind Turbine | WT | 24.8 | N | IPP Non-CHP | WND | onshore wind | TRUE
55610 | Onshore Wind Turbine | WT | 16.8 | N | IPP Non-CHP | WND | onshore wind | TRUE
55618 | Landfill Gas | GT | 3.3 | N | IPP Non-CHP | LFG | biomass | TRUE
55618 | Landfill Gas | GT | 3.3 | N | IPP Non-CHP | LFG | biomass | TRUE
55619 | Natural Gas Internal Combustion Engine | IC | 0.7 | N | Commercial Non-CHP | NG | natural gas peaker | FALSE
55619 | Petroleum Liquids | IC | 0.7 | N | Commercial Non-CHP | DFO | petroleum | FALSE
55619 | Natural Gas Internal Combustion Engine | IC | 0.7 | N | Commercial Non-CHP | NG | natural gas peaker | FALSE
55620 | Natural Gas Fired Combustion Turbine | GT | 155.7 | N | Electric Utility | NG | natural gas peaker | TRUE
55620 | Natural Gas Fired Combined Cycle | CT | 157.2 | N | Electric Utility | NG | natural gas nonpeaker | TRUE
55620 | Natural Gas Fired Combined Cycle | CT | 159.4 | N | Electric Utility | NG | natural gas nonpeaker | TRUE
55620 | Natural Gas Fired Combined Cycle | CA | 229 | N | Electric Utility | NG | natural gas nonpeaker | TRUE
55622 | Natural Gas Fired Combustion Turbine | GT | 37 | N | IPP Non-CHP | NG | natural gas peaker | TRUE
55622 | Natural Gas Fired Combustion Turbine | GT | 37 | N | IPP Non-CHP | NG | natural gas peaker | TRUE
55622 | Natural Gas Fired Combustion Turbine | GT | 37 | N | IPP Non-CHP | NG | natural gas peaker | TRUE
55622 | Natural Gas Fired Combustion Turbine | GT | 37 | N | IPP Non-CHP | NG | natural gas peaker | TRUE
55622 | Natural Gas Fired Combustion Turbine | GT | 37 | N | IPP Non-CHP | NG | natural gas peaker | TRUE
55625 | Natural Gas Fired Combustion Turbine | GT | 45 | N | IPP Non-CHP | NG | natural gas peaker | TRUE
55626 | Natural Gas Fired Combustion Turbine | GT | 45 | N | IPP Non-CHP | NG | natural gas peaker | TRUE
55627 | Natural Gas Fired Combustion Turbine | GT | 45 | N | IPP Non-CHP | NG | natural gas peaker | TRUE
55640 | Natural Gas Fired Combustion Turbine | GT | 42 | N | IPP Non-CHP | NG | natural gas peaker | TRUE
55640 | Natural Gas Fired Combustion Turbine | GT | 42 | N | IPP Non-CHP | NG | natural gas peaker | TRUE
55640 | Natural Gas Fired Combustion Turbine | GT | 42 | N | IPP Non-CHP | NG | natural gas peaker | TRUE
55640 | Natural Gas Fired Combustion Turbine | GT | 42 | N | IPP Non-CHP | NG | natural gas peaker | TRUE
55640 | Natural Gas Fired Combustion Turbine | GT | 42 | N | IPP Non-CHP | NG | natural gas peaker | TRUE
55640 | Natural Gas Fired Combustion Turbine | GT | 42 | N | IPP Non-CHP | NG | natural gas peaker | TRUE
55640 | Natural Gas Fired Combustion Turbine | GT | 42 | N | IPP Non-CHP | NG | natural gas peaker | TRUE
55640 | Natural Gas Fired Combustion Turbine | GT | 42 | N | IPP Non-CHP | NG | natural gas peaker | TRUE
55640 | Natural Gas Fired Combustion Turbine | GT | 42 | N | IPP Non-CHP | NG | natural gas peaker | TRUE
55640 | Natural Gas Fired Combustion Turbine | GT | 42 | N | IPP Non-CHP | NG | natural gas peaker | TRUE
55640 | Natural Gas Fired Combustion Turbine | GT | 42 | N | IPP Non-CHP | NG | natural gas peaker | TRUE
55640 | Natural Gas Fired Combustion Turbine | GT | 42 | N | IPP Non-CHP | NG | natural gas peaker | TRUE
55641 | Natural Gas Fired Combined Cycle | CT | 151.1 | N | Electric Utility | NG | natural gas nonpeaker | TRUE
55641 | Natural Gas Fired Combined Cycle | CT | 150.7 | N | Electric Utility | NG | natural gas nonpeaker | TRUE
55641 | Natural Gas Fired Combined Cycle | CA | 271.7 | N | Electric Utility | NG | natural gas nonpeaker | TRUE
55645 | Natural Gas Fired Combustion Turbine | GT | 130 | N | Electric Utility | NG | natural gas peaker | TRUE
55645 | Natural Gas Fired Combustion Turbine | GT | 134 | N | Electric Utility | NG | natural gas peaker | TRUE
55650 | Natural Gas Internal Combustion Engine | IC | 5.7 | N | IPP Non-CHP | NG | natural gas peaker | TRUE
55650 | Natural Gas Internal Combustion Engine | IC | 5.7 | N | IPP Non-CHP | NG | natural gas peaker | TRUE
55650 | Natural Gas Internal Combustion Engine | IC | 5.7 | N | IPP Non-CHP | NG | natural gas peaker | TRUE
55650 | Natural Gas Internal Combustion Engine | IC | 5.7 | N | IPP Non-CHP | NG | natural gas peaker | TRUE
55650 | Natural Gas Internal Combustion Engine | IC | 5.7 | N | IPP Non-CHP | NG | natural gas peaker | TRUE
55650 | Natural Gas Internal Combustion Engine | IC | 5.7 | N | IPP Non-CHP | NG | natural gas peaker | TRUE
55650 | Natural Gas Internal Combustion Engine | IC | 5.7 | N | IPP Non-CHP | NG | natural gas peaker | TRUE
55650 | Natural Gas Internal Combustion Engine | IC | 5.7 | N | IPP Non-CHP | NG | natural gas peaker | TRUE
55650 | Natural Gas Internal Combustion Engine | IC | 5.7 | N | IPP Non-CHP | NG | natural gas peaker | TRUE
55650 | Natural Gas Internal Combustion Engine | IC | 5.7 | N | IPP Non-CHP | NG | natural gas peaker | TRUE
55650 | Natural Gas Internal Combustion Engine | IC | 5.7 | N | IPP Non-CHP | NG | natural gas peaker | TRUE
55650 | Natural Gas Internal Combustion Engine | IC | 5.7 | N | IPP Non-CHP | NG | natural gas peaker | TRUE
55650 | Natural Gas Internal Combustion Engine | IC | 5.7 | N | IPP Non-CHP | NG | natural gas peaker | TRUE
55650 | Natural Gas Internal Combustion Engine | IC | 5.7 | N | IPP Non-CHP | NG | natural gas peaker | TRUE
55650 | Natural Gas Internal Combustion Engine | IC | 5.7 | N | IPP Non-CHP | NG | natural gas peaker | TRUE
55650 | Natural Gas Internal Combustion Engine | IC | 5.7 | N | IPP Non-CHP | NG | natural gas peaker | TRUE
55650 | Natural Gas Internal Combustion Engine | IC | 5.7 | N | IPP Non-CHP | NG | natural gas peaker | TRUE
55650 | Natural Gas Internal Combustion Engine | IC | 5.7 | N | IPP Non-CHP | NG | natural gas peaker | TRUE
55650 | Natural Gas Internal Combustion Engine | IC | 5.7 | N | IPP Non-CHP | NG | natural gas peaker | TRUE
55650 | Natural Gas Internal Combustion Engine | IC | 5.7 | N | IPP Non-CHP | NG | natural gas peaker | TRUE
55651 | Natural Gas Fired Combustion Turbine | GT | 68 | N | Electric Utility | NG | natural gas peaker | TRUE
55651 | Natural Gas Fired Combustion Turbine | GT | 68 | N | Electric Utility | NG | natural gas peaker | TRUE
55651 | Natural Gas Fired Combustion Turbine | GT | 67 | N | Electric Utility | NG | natural gas peaker | TRUE
55651 | Natural Gas Fired Combustion Turbine | GT | 68 | N | Electric Utility | NG | natural gas peaker | TRUE
55654 | Natural Gas Fired Combustion Turbine | GT | 44 | N | IPP Non-CHP | NG | natural gas peaker | TRUE
55654 | Natural Gas Fired Combustion Turbine | GT | 44 | N | IPP Non-CHP | NG | natural gas peaker | TRUE
55655 | Natural Gas Fired Combustion Turbine | GT | 45 | N | Electric Utility | NG | natural gas peaker | TRUE
55655 | Natural Gas Fired Combustion Turbine | GT | 45 | N | Electric Utility | NG | natural gas peaker | TRUE
55656 | Natural Gas Fired Combined Cycle | CT | 156 | N | IPP Non-CHP | NG | natural gas nonpeaker | TRUE
55656 | Natural Gas Fired Combined Cycle | CT | 156 | N | IPP Non-CHP | NG | natural gas nonpeaker | TRUE
55656 | Natural Gas Fired Combined Cycle | CT | 156 | N | IPP Non-CHP | NG | natural gas nonpeaker | TRUE
55656 | Natural Gas Fired Combined Cycle | CA | 169 | N | IPP Non-CHP | NG | natural gas nonpeaker | TRUE
55656 | Natural Gas Fired Combined Cycle | CA | 87 | N | IPP Non-CHP | NG | natural gas nonpeaker | TRUE
55661 | Natural Gas Fired Combined Cycle | CT | 167.9 | N | IPP Non-CHP | NG | natural gas nonpeaker | TRUE
55661 | Natural Gas Fired Combined Cycle | CT | 165.6 | N | IPP Non-CHP | NG | natural gas nonpeaker | TRUE
55661 | Natural Gas Fired Combined Cycle | CA | 223.7 | N | IPP Non-CHP | NG | natural gas nonpeaker | TRUE
55662 | Natural Gas Fired Combined Cycle | CA | 157 | N | Electric Utility | NG | natural gas nonpeaker | TRUE
55662 | Natural Gas Fired Combined Cycle | CT | 160 | N | Electric Utility | NG | natural gas nonpeaker | TRUE
55662 | Natural Gas Fired Combined Cycle | CT | 160 | N | Electric Utility | NG | natural gas nonpeaker | TRUE
55664 | Natural Gas Fired Combined Cycle | CT | 144.5 | N | Electric Utility | NG | natural gas nonpeaker | TRUE
55664 | Natural Gas Fired Combined Cycle | CT | 144.5 | N | Electric Utility | NG | natural gas nonpeaker | TRUE
55664 | Natural Gas Fired Combined Cycle | CA | 225.4 | N | Electric Utility | NG | natural gas nonpeaker | TRUE
55667 | Natural Gas Fired Combined Cycle | CT | 160.9 | N | IPP Non-CHP | NG | natural gas nonpeaker | TRUE
55667 | Natural Gas Fired Combined Cycle | CT | 162.6 | N | IPP Non-CHP | NG | natural gas nonpeaker | TRUE
55667 | Natural Gas Fired Combined Cycle | CA | 214 | N | IPP Non-CHP | NG | natural gas nonpeaker | TRUE
55672 | Natural Gas Fired Combustion Turbine | GT | 72.1 | N | IPP Non-CHP | NG | natural gas peaker | TRUE
55672 | Natural Gas Fired Combustion Turbine | GT | 72.1 | N | IPP Non-CHP | NG | natural gas peaker | TRUE
55672 | Natural Gas Fired Combustion Turbine | GT | 72 | N | IPP Non-CHP | NG | natural gas peaker | TRUE
55672 | Natural Gas Fired Combustion Turbine | GT | 72 | N | IPP Non-CHP | NG | natural gas peaker | TRUE
55672 | Natural Gas Fired Combustion Turbine | GT | 72.1 | N | IPP Non-CHP | NG | natural gas peaker | TRUE
55672 | Natural Gas Fired Combustion Turbine | GT | 72.1 | N | IPP Non-CHP | NG | natural gas peaker | TRUE
55672 | Natural Gas Fired Combustion Turbine | GT | 72 | N | IPP Non-CHP | NG | natural gas peaker | TRUE
55672 | Natural Gas Fired Combustion Turbine | GT | 72 | N | IPP Non-CHP | NG | natural gas peaker | TRUE
55684 | Conventional Hydroelectric | HY | 1 | N | IPP Non-CHP | WAT | hydro | TRUE
55684 | Conventional Hydroelectric | HY | 0.5 | N | IPP Non-CHP | WAT | hydro | TRUE
55685 | Conventional Hydroelectric | HY | 0.4 | N | IPP Non-CHP | WAT | hydro | TRUE
55685 | Conventional Hydroelectric | HY | 0.4 | N | IPP Non-CHP | WAT | hydro | TRUE
55685 | Conventional Hydroelectric | HY | 0.4 | N | IPP Non-CHP | WAT | hydro | TRUE
55687 | Natural Gas Fired Combined Cycle | CT | 157 | N | Electric Utility | NG | natural gas nonpeaker | TRUE
55687 | Natural Gas Fired Combined Cycle | CT | 157 | N | Electric Utility | NG | natural gas nonpeaker | TRUE
55687 | Natural Gas Fired Combined Cycle | CA | 236 | N | Electric Utility | NG | natural gas nonpeaker | TRUE
55690 | Natural Gas Fired Combined Cycle | CT | 118 | N | IPP Non-CHP | NG | natural gas nonpeaker | TRUE
55690 | Natural Gas Fired Combined Cycle | CT | 127 | N | IPP Non-CHP | NG | natural gas nonpeaker | TRUE
55690 | Natural Gas Fired Combined Cycle | CT | 127 | N | IPP Non-CHP | NG | natural gas nonpeaker | TRUE
55690 | Natural Gas Fired Combined Cycle | CT | 118 | N | IPP Non-CHP | NG | natural gas nonpeaker | TRUE
55690 | Natural Gas Fired Combined Cycle | CT | 127 | N | IPP Non-CHP | NG | natural gas nonpeaker | TRUE
55690 | Natural Gas Fired Combined Cycle | CT | 127 | N | IPP Non-CHP | NG | natural gas nonpeaker | TRUE
55690 | Natural Gas Fired Combined Cycle | CA | 195 | N | IPP Non-CHP | NG | natural gas nonpeaker | TRUE
55690 | Natural Gas Fired Combined Cycle | CA | 195 | N | IPP Non-CHP | NG | natural gas nonpeaker | TRUE
55694 | Natural Gas Fired Combined Cycle | CT | 220 | N | Electric Utility | NG | natural gas nonpeaker | TRUE
55694 | Natural Gas Fired Combined Cycle | CT | 220 | N | Electric Utility | NG | natural gas nonpeaker | TRUE
55694 | Natural Gas Fired Combined Cycle | CA | 270 | N | Electric Utility | NG | natural gas nonpeaker | TRUE
55698 | Natural Gas Fired Combustion Turbine | GT | 45.9 | N | IPP Non-CHP | NG | natural gas peaker | TRUE
55698 | Natural Gas Fired Combustion Turbine | GT | 45.9 | N | IPP Non-CHP | NG | natural gas peaker | TRUE
55699 | Natural Gas Fired Combustion Turbine | GT | 53.9 | N | IPP Non-CHP | NG | natural gas peaker | TRUE
55700 | Natural Gas Fired Combined Cycle | CA | 120.5 | N | Electric Utility | NG | natural gas nonpeaker | TRUE
55700 | Natural Gas Fired Combined Cycle | CT | 155.4 | N | Electric Utility | NG | natural gas nonpeaker | TRUE
55701 | Natural Gas Fired Combined Cycle | CA | 348.5 | N | Electric Utility | NG | natural gas nonpeaker | TRUE
55701 | Natural Gas Fired Combined Cycle | CT | 163.6 | N | Electric Utility | NG | natural gas nonpeaker | TRUE
55701 | Natural Gas Fired Combined Cycle | CT | 161 | N | Electric Utility | NG | natural gas nonpeaker | TRUE
55706 | Natural Gas Fired Combined Cycle | CT | 164 | N | IPP Non-CHP | NG | natural gas nonpeaker | TRUE
55706 | Natural Gas Fired Combined Cycle | CT | 164 | N | IPP Non-CHP | NG | natural gas nonpeaker | TRUE
55706 | Natural Gas Fired Combined Cycle | CT | 164 | N | IPP Non-CHP | NG | natural gas nonpeaker | TRUE
55706 | Natural Gas Fired Combined Cycle | CA | 289 | N | IPP Non-CHP | NG | natural gas nonpeaker | TRUE
55708 | Wood/Wood Waste Biomass | ST | 100 | N | IPP Non-CHP | WDS | biomass | TRUE
55710 | Natural Gas Fired Combined Cycle | CT | 167 | N | IPP Non-CHP | NG | natural gas nonpeaker | TRUE
55710 | Natural Gas Fired Combined Cycle | CT | 167 | N | IPP Non-CHP | NG | natural gas nonpeaker | TRUE
55710 | Natural Gas Fired Combined Cycle | CA | 175 | N | IPP Non-CHP | NG | natural gas nonpeaker | TRUE
55714 | Natural Gas Fired Combined Cycle | CT | 208.1 | N | Electric Utility | NG | natural gas nonpeaker | TRUE
55714 | Natural Gas Fired Combined Cycle | CT | 208.1 | N | Electric Utility | NG | natural gas nonpeaker | TRUE
55714 | Natural Gas Fired Combined Cycle | CA | 225.3 | N | Electric Utility | NG | natural gas nonpeaker | TRUE
55718 | Natural Gas Fired Combustion Turbine | GT | 78 | N | Electric Utility | NG | natural gas peaker | TRUE
55718 | Natural Gas Fired Combustion Turbine | GT | 78 | N | Electric Utility | NG | natural gas peaker | TRUE
55718 | Natural Gas Fired Combustion Turbine | GT | 78 | N | Electric Utility | NG | natural gas peaker | TRUE
55718 | Natural Gas Fired Combustion Turbine | GT | 78 | N | Electric Utility | NG | natural gas peaker | TRUE
55719 | Onshore Wind Turbine | WT | 22.2 | N | IPP Non-CHP | WND | onshore wind | TRUE
55719 | Onshore Wind Turbine | WT | 44.4 | N | IPP Non-CHP | WND | onshore wind | TRUE
55733 | Natural Gas Fired Combustion Turbine | GT | 164 | N | Electric Utility | NG | natural gas peaker | TRUE
55734 | Onshore Wind Turbine | WT | 112 | N | IPP Non-CHP | WND | onshore wind | TRUE
55736 | Natural Gas Fired Combined Cycle | CT | 181 | N | IPP Non-CHP | NG | natural gas nonpeaker | TRUE
55736 | Natural Gas Fired Combined Cycle | CT | 181 | N | IPP Non-CHP | NG | natural gas nonpeaker | TRUE
55736 | Natural Gas Fired Combined Cycle | CA | 299 | N | IPP Non-CHP | NG | natural gas nonpeaker | TRUE
55736 | Natural Gas Fired Combined Cycle | CT | 181 | N | IPP Non-CHP | NG | natural gas nonpeaker | TRUE
55736 | Natural Gas Fired Combined Cycle | CT | 181 | N | IPP Non-CHP | NG | natural gas nonpeaker | TRUE
55736 | Natural Gas Fired Combined Cycle | CA | 299 | N | IPP Non-CHP | NG | natural gas nonpeaker | TRUE
55738 | Natural Gas Fired Combustion Turbine | GT | 40 | N | IPP Non-CHP | NG | natural gas peaker | TRUE
55738 | Natural Gas Fired Combustion Turbine | GT | 40 | N | IPP Non-CHP | NG | natural gas peaker | TRUE
55739 | Onshore Wind Turbine | WT | 24.6 | N | IPP Non-CHP | WND | onshore wind | TRUE
55739 | Onshore Wind Turbine | WT | 25.2 | N | IPP Non-CHP | WND | onshore wind | TRUE
55740 | Onshore Wind Turbine | WT | 50 | N | IPP Non-CHP | WND | onshore wind | TRUE
55741 | Onshore Wind Turbine | WT | 29.7 | N | IPP Non-CHP | WND | onshore wind | TRUE
55742 | Onshore Wind Turbine | WT | 2 | N | Electric Utility | WND | onshore wind | TRUE
55747 | Onshore Wind Turbine | WT | 82.5 | N | IPP Non-CHP | WND | onshore wind | TRUE
55748 | Natural Gas Fired Combined Cycle | CA | 126.1 | N | IPP Non-CHP | NG | natural gas nonpeaker | TRUE
55748 | Natural Gas Fired Combined Cycle | CT | 45 | N | IPP Non-CHP | NG | natural gas nonpeaker | TRUE
55748 | Natural Gas Fired Combined Cycle | CT | 45 | N | IPP Non-CHP | NG | natural gas nonpeaker | TRUE
55748 | Natural Gas Fired Combined Cycle | CT | 45 | N | IPP Non-CHP | NG | natural gas nonpeaker | TRUE
55748 | Natural Gas Fired Combined Cycle | CT | 45 | N | IPP Non-CHP | NG | natural gas nonpeaker | TRUE
55749 | Conventional Steam Coal | ST | 107 | N | IPP Non-CHP | SUB | hard coal | TRUE
55752 | Landfill Gas | IC | 0.7 | N | Commercial Non-CHP | LFG | biomass | FALSE
55752 | Landfill Gas | IC | 0.7 | N | Commercial Non-CHP | LFG | biomass | FALSE
55752 | Landfill Gas | IC | 0.7 | N | Commercial Non-CHP | LFG | biomass | FALSE
55752 | Landfill Gas | IC | 0.7 | N | Commercial Non-CHP | LFG | biomass | FALSE
55753 | Landfill Gas | IC | 0.7 | N | Commercial Non-CHP | LFG | biomass | FALSE
55753 | Landfill Gas | IC | 0.7 | N | Commercial Non-CHP | LFG | biomass | FALSE
55753 | Landfill Gas | IC | 0.7 | N | Commercial Non-CHP | LFG | biomass | FALSE
55753 | Landfill Gas | IC | 0.7 | N | Commercial Non-CHP | LFG | biomass | FALSE
55757 | Landfill Gas | IC | 0.8 | N | IPP Non-CHP | LFG | biomass | TRUE
55757 | Landfill Gas | IC | 0.8 | N | IPP Non-CHP | LFG | biomass | TRUE
55757 | Landfill Gas | IC | 0.8 | N | IPP Non-CHP | LFG | biomass | TRUE
55757 | Landfill Gas | IC | 0.8 | N | IPP Non-CHP | LFG | biomass | TRUE
55757 | Landfill Gas | IC | 0.8 | N | IPP Non-CHP | LFG | biomass | TRUE
55757 | Landfill Gas | IC | 0.8 | N | IPP Non-CHP | LFG | biomass | TRUE
55757 | Landfill Gas | IC | 0.8 | N | IPP Non-CHP | LFG | biomass | TRUE
55760 | Landfill Gas | IC | 0.9 | N | IPP Non-CHP | LFG | biomass | TRUE
55763 | Landfill Gas | IC | 0.9 | N | IPP Non-CHP | LFG | biomass | TRUE
55763 | Landfill Gas | IC | 0.9 | N | IPP Non-CHP | LFG | biomass | TRUE
55763 | Landfill Gas | IC | 0.9 | N | IPP Non-CHP | LFG | biomass | TRUE
55763 | Landfill Gas | IC | 0.9 | N | IPP Non-CHP | LFG | biomass | TRUE
55765 | Landfill Gas | GT | 2.4 | N | IPP Non-CHP | LFG | biomass | TRUE
55765 | Landfill Gas | GT | 2.4 | N | IPP Non-CHP | LFG | biomass | TRUE
55765 | Landfill Gas | GT | 2.4 | N | IPP Non-CHP | LFG | biomass | TRUE
55766 | Landfill Gas | IC | 2.8 | N | Commercial Non-CHP | LFG | biomass | FALSE
55766 | Landfill Gas | IC | 2.8 | N | Commercial Non-CHP | LFG | biomass | FALSE
55766 | Landfill Gas | IC | 2.8 | N | Commercial Non-CHP | LFG | biomass | FALSE
55769 | Onshore Wind Turbine | WT | 11.5 | N | IPP Non-CHP | WND | onshore wind | TRUE
55770 | Landfill Gas | IC | 0.8 | N | IPP Non-CHP | LFG | biomass | TRUE
55770 | Landfill Gas | IC | 0.8 | N | IPP Non-CHP | LFG | biomass | TRUE
55770 | Landfill Gas | IC | 0.8 | N | IPP Non-CHP | LFG | biomass | TRUE
55770 | Landfill Gas | IC | 1.6 | N | IPP Non-CHP | LFG | biomass | TRUE
55770 | Landfill Gas | IC | 0.8 | N | IPP Non-CHP | LFG | biomass | TRUE
55770 | Landfill Gas | IC | 0.8 | N | IPP Non-CHP | LFG | biomass | TRUE
55770 | Landfill Gas | IC | 0.8 | N | IPP Non-CHP | LFG | biomass | TRUE
55773 | Landfill Gas | GT | 2 | N | IPP Non-CHP | LFG | biomass | TRUE
55773 | Landfill Gas | GT | 2 | N | IPP Non-CHP | LFG | biomass | TRUE
55773 | Landfill Gas | GT | 2 | N | IPP Non-CHP | LFG | biomass | TRUE
55773 | Landfill Gas | GT | 2 | N | IPP Non-CHP | LFG | biomass | TRUE
55774 | Landfill Gas | IC | 1 | N | IPP Non-CHP | LFG | biomass | TRUE
55774 | Landfill Gas | IC | 1 | N | IPP Non-CHP | LFG | biomass | TRUE
55776 | Landfill Gas | IC | 0.4 | N | IPP Non-CHP | LFG | biomass | TRUE
55776 | Landfill Gas | IC | 0.4 | N | IPP Non-CHP | LFG | biomass | TRUE
55782 | Onshore Wind Turbine | WT | 1.5 | N | IPP Non-CHP | WND | onshore wind | TRUE
55786 | Natural Gas Fired Combustion Turbine | GT | 42.5 | N | IPP Non-CHP | NG | natural gas peaker | TRUE
55786 | Natural Gas Fired Combustion Turbine | GT | 42.5 | N | IPP Non-CHP | NG | natural gas peaker | TRUE
55787 | Petroleum Liquids | GT | 42.5 | N | IPP Non-CHP | DFO | petroleum | TRUE
55787 | Petroleum Liquids | GT | 42.5 | N | IPP Non-CHP | DFO | petroleum | TRUE
55790 | Onshore Wind Turbine | WT | 30 | N | IPP Non-CHP | WND | onshore wind | TRUE
55795 | Onshore Wind Turbine | WT | 78 | N | IPP Non-CHP | WND | onshore wind | TRUE
55796 | Onshore Wind Turbine | WT | 82 | N | IPP Non-CHP | WND | onshore wind | TRUE
55799 | Natural Gas Fired Combustion Turbine | GT | 8.8 | Y | Industrial CHP | NG | natural gas peaker | FALSE
55799 | Natural Gas Fired Combustion Turbine | GT | 8.8 | Y | Industrial CHP | NG | natural gas peaker | FALSE
55801 | Natural Gas Fired Combined Cycle | CT | 172 | Y | IPP CHP | NG | natural gas nonpeaker | FALSE
55801 | Natural Gas Fired Combined Cycle | CT | 178.7 | Y | IPP CHP | NG | natural gas nonpeaker | FALSE
55801 | Natural Gas Fired Combined Cycle | CT | 172 | Y | IPP CHP | NG | natural gas nonpeaker | FALSE
55801 | Natural Gas Fired Combined Cycle | CA | 263 | Y | IPP CHP | NG | natural gas nonpeaker | FALSE
55802 | Natural Gas Fired Combustion Turbine | GT | 144.3 | N | IPP Non-CHP | NG | natural gas peaker | TRUE
55803 | Onshore Wind Turbine | WT | 9 | N | IPP Non-CHP | WND | onshore wind | TRUE
55804 | Onshore Wind Turbine | WT | 80 | N | IPP Non-CHP | WND | onshore wind | TRUE
55805 | Onshore Wind Turbine | WT | 15 | N | IPP Non-CHP | WND | onshore wind | TRUE
55807 | Natural Gas Fired Combustion Turbine | GT | 46.3 | N | IPP Non-CHP | NG | natural gas peaker | TRUE
55807 | Natural Gas Fired Combustion Turbine | GT | 46.1 | N | IPP Non-CHP | NG | natural gas peaker | TRUE
55809 | Onshore Wind Turbine | WT | 1.5 | N | IPP Non-CHP | WND | onshore wind | TRUE
55810 | Natural Gas Fired Combustion Turbine | GT | 45 | N | IPP Non-CHP | NG | natural gas peaker | TRUE
55810 | Natural Gas Fired Combustion Turbine | GT | 45 | N | IPP Non-CHP | NG | natural gas peaker | TRUE
55810 | Natural Gas Fired Combustion Turbine | GT | 45 | N | IPP Non-CHP | NG | natural gas peaker | TRUE
55811 | Natural Gas Fired Combustion Turbine | GT | 44 | N | IPP Non-CHP | NG | natural gas peaker | TRUE
55813 | Natural Gas Fired Combustion Turbine | GT | 45 | N | IPP Non-CHP | NG | natural gas peaker | TRUE
55816 | Onshore Wind Turbine | WT | 42 | N | IPP Non-CHP | WND | onshore wind | TRUE
55818 | Natural Gas Fired Combined Cycle | CT | 160 | N | IPP Non-CHP | NG | natural gas nonpeaker | TRUE
55818 | Natural Gas Fired Combined Cycle | CA | 82 | N | IPP Non-CHP | NG | natural gas nonpeaker | TRUE
55820 | Landfill Gas | IC | 1 | N | Commercial Non-CHP | LFG | biomass | FALSE
55821 | Natural Gas Fired Combined Cycle | CT | 656.9 | N | IPP Non-CHP | NG | natural gas nonpeaker | TRUE
55821 | Natural Gas Fired Combined Cycle | CT |  | N | IPP Non-CHP | NG | natural gas nonpeaker | TRUE
55821 | Natural Gas Fired Combined Cycle | CA |  | N | IPP Non-CHP | NG | natural gas nonpeaker | TRUE
55824 | Petroleum Liquids | IC | 1.9 | N | Commercial Non-CHP | DFO | petroleum | FALSE
55830 | Wood/Wood Waste Biomass | ST | 14.5 | Y | Industrial CHP | WDS | biomass | FALSE
55830 | Wood/Wood Waste Biomass | ST | 14.5 | Y | Industrial CHP | WDS | biomass | FALSE
55830 | Wood/Wood Waste Biomass | ST | 28.1 | Y | Industrial CHP | WDS | biomass | FALSE
55833 | Natural Gas Fired Combustion Turbine | GT | 117 | N | IPP Non-CHP | NG | natural gas peaker | TRUE
55835 | Natural Gas Fired Combined Cycle | CT | 145 | N | Electric Utility | NG | natural gas nonpeaker | TRUE
55835 | Natural Gas Fired Combined Cycle | CT | 145 | N | Electric Utility | NG | natural gas nonpeaker | TRUE
55835 | Natural Gas Fired Combined Cycle | CA | 290 | N | Electric Utility | NG | natural gas nonpeaker | TRUE
55836 | Natural Gas Fired Combustion Turbine | GT | 52 | N | Electric Utility | NG | natural gas peaker | TRUE
55841 | Natural Gas Fired Combined Cycle | CT | 157 | N | Electric Utility | NG | natural gas nonpeaker | TRUE
55841 | Natural Gas Fired Combined Cycle | CT | 157 | N | Electric Utility | NG | natural gas nonpeaker | TRUE
55841 | Natural Gas Fired Combined Cycle | CA | 246 | N | Electric Utility | NG | natural gas nonpeaker | TRUE
55847 | Natural Gas Fired Combustion Turbine | GT | 45 | N | IPP Non-CHP | NG | natural gas peaker | TRUE
55851 | Natural Gas Fired Combustion Turbine | GT | 45.4 | Y | Industrial CHP | NG | natural gas peaker | FALSE
55853 | Natural Gas Fired Combined Cycle | CS | 345 | N | IPP Non-CHP | NG | natural gas nonpeaker | TRUE
55853 | Natural Gas Fired Combined Cycle | CS | 345 | N | IPP Non-CHP | NG | natural gas nonpeaker | TRUE
55855 | Natural Gas Fired Combustion Turbine | GT | 45 | N | IPP Non-CHP | NG | natural gas peaker | TRUE
55856 | Conventional Steam Coal | ST | 812 | N | IPP Non-CHP | BIT | hard coal | TRUE
55856 | Conventional Steam Coal | ST | 816 | N | IPP Non-CHP | BIT | hard coal | TRUE
55857 | Natural Gas Fired Combustion Turbine | GT | 4 | Y | Industrial CHP | NG | natural gas peaker | FALSE
55857 | Natural Gas Fired Combustion Turbine | GT | 4 | Y | Industrial CHP | NG | natural gas peaker | FALSE
55857 | Natural Gas Fired Combustion Turbine | GT | 4 | Y | Industrial CHP | NG | natural gas peaker | FALSE
55857 | Natural Gas Fired Combustion Turbine | GT | 4 | Y | Industrial CHP | NG | natural gas peaker | FALSE
55857 | Natural Gas Fired Combustion Turbine | GT | 4 | Y | Industrial CHP | NG | natural gas peaker | FALSE
55860 | Conventional Hydroelectric | HY | 0.3 | N | IPP Non-CHP | WAT | hydro | TRUE
55860 | Conventional Hydroelectric | HY | 0.1 | N | IPP Non-CHP | WAT | hydro | TRUE
55860 | Conventional Hydroelectric | HY | 0.8 | N | IPP Non-CHP | WAT | hydro | TRUE
55860 | Conventional Hydroelectric | HY | 1.2 | N | IPP Non-CHP | WAT | hydro | TRUE
55861 | Natural Gas Steam Turbine | ST | 7 | Y | Industrial CHP | NG | natural gas peaker | FALSE
55864 | Conventional Hydroelectric | HY | 1.5 | N | Industrial Non-CHP | WAT | hydro | FALSE
55864 | Conventional Hydroelectric | HY | 1.5 | N | Industrial Non-CHP | WAT | hydro | FALSE
55864 | Conventional Hydroelectric | HY | 1.5 | N | Industrial Non-CHP | WAT | hydro | FALSE
55866 | Natural Gas Internal Combustion Engine | IC | 6 | N | IPP Non-CHP | NG | natural gas peaker | TRUE
55866 | Natural Gas Internal Combustion Engine | IC | 6 | N | IPP Non-CHP | NG | natural gas peaker | TRUE
55866 | Natural Gas Internal Combustion Engine | IC | 6 | N | IPP Non-CHP | NG | natural gas peaker | TRUE
55866 | Natural Gas Internal Combustion Engine | IC | 6 | N | IPP Non-CHP | NG | natural gas peaker | TRUE
55866 | Natural Gas Internal Combustion Engine | IC | 6 | N | IPP Non-CHP | NG | natural gas peaker | TRUE
55866 | Natural Gas Internal Combustion Engine | IC | 6 | N | IPP Non-CHP | NG | natural gas peaker | TRUE
55866 | Natural Gas Internal Combustion Engine | IC | 6 | N | IPP Non-CHP | NG | natural gas peaker | TRUE
55866 | Natural Gas Internal Combustion Engine | IC | 6 | N | IPP Non-CHP | NG | natural gas peaker | TRUE
55866 | Natural Gas Internal Combustion Engine | IC | 6 | N | IPP Non-CHP | NG | natural gas peaker | TRUE
55867 | Wood/Wood Waste Biomass | ST | 55 | N | IPP Non-CHP | WDS | biomass | TRUE
55871 | Onshore Wind Turbine | WT | 24 | N | IPP Non-CHP | WND | onshore wind | TRUE
55874 | Natural Gas Fired Combustion Turbine | GT | 40 | N | IPP Non-CHP | NG | natural gas peaker | TRUE
55880 | Landfill Gas | IC | 0.7 | N | Commercial Non-CHP | LFG | biomass | FALSE
55880 | Landfill Gas | IC | 0.7 | N | Commercial Non-CHP | LFG | biomass | FALSE
55882 | Wood/Wood Waste Biomass | ST | 17.4 | Y | Industrial CHP | WDS | biomass | FALSE
55885 | Landfill Gas | IC | 1.5 | N | IPP Non-CHP | LFG | biomass | TRUE
55885 | Landfill Gas | IC | 0.8 | N | IPP Non-CHP | LFG | biomass | TRUE
55925 | Landfill Gas | IC | 0.8 | N | IPP Non-CHP | LFG | biomass | TRUE
55925 | Landfill Gas | IC | 0.8 | N | IPP Non-CHP | LFG | biomass | TRUE
55925 | Landfill Gas | IC | 0.8 | N | IPP Non-CHP | LFG | biomass | TRUE
55925 | Landfill Gas | IC | 0.8 | N | IPP Non-CHP | LFG | biomass | TRUE
55925 | Landfill Gas | IC | 0.8 | N | IPP Non-CHP | LFG | biomass | TRUE
55925 | Landfill Gas | IC | 0.8 | N | IPP Non-CHP | LFG | biomass | TRUE
55925 | Landfill Gas | IC | 0.8 | N | IPP Non-CHP | LFG | biomass | TRUE
55925 | Landfill Gas | IC | 0.8 | N | IPP Non-CHP | LFG | biomass | TRUE
55927 | Natural Gas Fired Combined Cycle | CT | 158 | N | Electric Utility | NG | natural gas nonpeaker | TRUE
55927 | Natural Gas Fired Combined Cycle | CT | 168 | N | Electric Utility | NG | natural gas nonpeaker | TRUE
55927 | Natural Gas Fired Combined Cycle | CT | 151 | N | Electric Utility | NG | natural gas nonpeaker | TRUE
55927 | Natural Gas Fired Combined Cycle | CA | 385 | N | Electric Utility | NG | natural gas nonpeaker | TRUE
55928 | Petroleum Liquids | IC | 1.8 | N | Electric Utility | DFO | petroleum | TRUE
55928 | Petroleum Liquids | IC | 1.8 | N | Electric Utility | DFO | petroleum | TRUE
55928 | Petroleum Liquids | IC | 1.8 | N | Electric Utility | DFO | petroleum | TRUE
55928 | Other Waste Biomass | IC | 1.8 | N | Electric Utility | OBL | biomass | TRUE
55928 | Petroleum Liquids | IC | 1.8 | N | Electric Utility | DFO | petroleum | TRUE
55928 | Petroleum Liquids | IC | 1.8 | N | Electric Utility | DFO | petroleum | TRUE
55928 | Petroleum Liquids | IC | 1.8 | N | Electric Utility | DFO | petroleum | TRUE
55928 | Petroleum Liquids | IC | 1.8 | N | Electric Utility | DFO | petroleum | TRUE
55928 | Petroleum Liquids | IC | 1.8 | N | Electric Utility | DFO | petroleum | TRUE
55928 | Petroleum Liquids | IC | 1.8 | N | Electric Utility | DFO | petroleum | TRUE
55928 | Petroleum Liquids | IC | 1.8 | N | Electric Utility | DFO | petroleum | TRUE
55928 | Petroleum Liquids | IC | 1.8 | N | Electric Utility | DFO | petroleum | TRUE
55931 | Conventional Hydroelectric | HY | 3.3 | N | IPP Non-CHP | WAT | hydro | TRUE
55933 | Natural Gas Fired Combined Cycle | CA | 156.2 | N | IPP Non-CHP | NG | natural gas nonpeaker | TRUE
55933 | Natural Gas Fired Combined Cycle | CT | 82.1 | N | IPP Non-CHP | NG | natural gas nonpeaker | TRUE
55933 | Natural Gas Fired Combined Cycle | CT | 81.8 | N | IPP Non-CHP | NG | natural gas nonpeaker | TRUE
55934 | Natural Gas Fired Combustion Turbine | GT | 9.5 | N | IPP Non-CHP | NG | natural gas peaker | TRUE
55934 | Natural Gas Fired Combustion Turbine | GT | 9.5 | N | IPP Non-CHP | NG | natural gas peaker | TRUE
55934 | Natural Gas Fired Combustion Turbine | GT | 9.5 | N | IPP Non-CHP | NG | natural gas peaker | TRUE
55934 | Natural Gas Fired Combustion Turbine | GT | 9.5 | N | IPP Non-CHP | NG | natural gas peaker | TRUE
55935 | Natural Gas Fired Combustion Turbine | GT | 9.5 | N | IPP Non-CHP | NG | natural gas peaker | TRUE
55935 | Natural Gas Fired Combustion Turbine | GT | 9.5 | N | IPP Non-CHP | NG | natural gas peaker | TRUE
55935 | Natural Gas Fired Combustion Turbine | GT | 9.5 | N | IPP Non-CHP | NG | natural gas peaker | TRUE
55935 | Natural Gas Fired Combustion Turbine | GT | 9.5 | N | IPP Non-CHP | NG | natural gas peaker | TRUE
55936 | Natural Gas Fired Combustion Turbine | GT | 156.6 | N | IPP Non-CHP | NG | natural gas peaker | TRUE
55938 | Natural Gas Fired Combustion Turbine | GT | 162.8 | N | IPP Non-CHP | NG | natural gas peaker | TRUE
55938 | Natural Gas Fired Combustion Turbine | GT | 162.8 | N | IPP Non-CHP | NG | natural gas peaker | TRUE
55939 | Natural Gas Fired Combined Cycle | CT | 297.5 | N | Electric Utility | NG | natural gas nonpeaker | TRUE
55939 | Natural Gas Fired Combined Cycle | CT | 297.5 | N | Electric Utility | NG | natural gas nonpeaker | TRUE
55939 | Natural Gas Fired Combined Cycle | CT | 297.5 | N | Electric Utility | NG | natural gas nonpeaker | TRUE
55939 | Natural Gas Fired Combined Cycle | CA | 579.7 | N | Electric Utility | NG | natural gas nonpeaker | TRUE
55944 | Onshore Wind Turbine | WT | 1.8 | N | IPP Non-CHP | WND | onshore wind | TRUE
55950 | Natural Gas Fired Combustion Turbine | GT | 23.3 | Y | Industrial CHP | NG | natural gas peaker | FALSE
55950 | Natural Gas Fired Combustion Turbine | GT | 23.3 | Y | Industrial CHP | NG | natural gas peaker | FALSE
55951 | Natural Gas Fired Combustion Turbine | GT | 40.8 | N | Electric Utility | NG | natural gas peaker | TRUE
55953 | Petroleum Liquids | IC | 1.6 | N | Electric Utility | DFO | petroleum | TRUE
55953 | Petroleum Liquids | IC | 1.6 | N | Electric Utility | DFO | petroleum | TRUE
55954 | Petroleum Liquids | IC | 1.6 | N | Electric Utility | DFO | petroleum | TRUE
55954 | Petroleum Liquids | IC | 1.6 | N | Electric Utility | DFO | petroleum | TRUE
55963 | Natural Gas Fired Combustion Turbine | GT | 46.1 | N | IPP Non-CHP | NG | natural gas peaker | TRUE
55964 | Landfill Gas | IC | 0.8 | N | Commercial Non-CHP | LFG | biomass | FALSE
55964 | Landfill Gas | IC | 0.8 | N | Commercial Non-CHP | LFG | biomass | FALSE
55964 | Landfill Gas | IC | 0.8 | N | Commercial Non-CHP | LFG | biomass | FALSE
55964 | Landfill Gas | IC | 0.8 | N | Commercial Non-CHP | LFG | biomass | FALSE
55965 | Natural Gas Fired Combined Cycle | CT | 570 | N | IPP Non-CHP | NG | natural gas nonpeaker | TRUE
55965 | Natural Gas Fired Combined Cycle | CT |  | N | IPP Non-CHP | NG | natural gas nonpeaker | TRUE
55965 | Natural Gas Fired Combined Cycle | CT | 575.5 | N | IPP Non-CHP | NG | natural gas nonpeaker | TRUE
55965 | Natural Gas Fired Combined Cycle | CT |  | N | IPP Non-CHP | NG | natural gas nonpeaker | TRUE
55965 | Natural Gas Fired Combined Cycle | CA |  | N | IPP Non-CHP | NG | natural gas nonpeaker | TRUE
55965 | Natural Gas Fired Combined Cycle | CA |  | N | IPP Non-CHP | NG | natural gas nonpeaker | TRUE
55966 | Natural Gas Fired Combined Cycle | CT | 37.9 | N | Electric Utility | NG | natural gas nonpeaker | TRUE
55966 | Natural Gas Fired Combined Cycle | CA | 40 | N | Electric Utility | NG | natural gas nonpeaker | TRUE
55968 | Onshore Wind Turbine | WT | 150 | N | IPP Non-CHP | WND | onshore wind | TRUE
55969 | Petroleum Liquids | GT | 52.7 | N | IPP Non-CHP | KER | other | TRUE
55970 | Natural Gas Fired Combined Cycle | CA | 171 | N | Electric Utility | NG | natural gas nonpeaker | TRUE
55970 | Natural Gas Fired Combined Cycle | CT | 166 | N | Electric Utility | NG | natural gas nonpeaker | TRUE
55970 | Natural Gas Fired Combined Cycle | CT | 166 | N | Electric Utility | NG | natural gas nonpeaker | TRUE
55972 | Natural Gas Fired Combustion Turbine | GT | 161.9 | N | Electric Utility | NG | natural gas peaker | TRUE
55972 | Natural Gas Fired Combustion Turbine | GT | 162.5 | N | Electric Utility | NG | natural gas peaker | TRUE
55976 | Natural Gas Fired Combined Cycle | CT | 153 | N | IPP Non-CHP | NG | natural gas nonpeaker | TRUE
55976 | Natural Gas Fired Combined Cycle | CT | 153 | N | IPP Non-CHP | NG | natural gas nonpeaker | TRUE
55976 | Natural Gas Fired Combined Cycle | CT | 153 | N | IPP Non-CHP | NG | natural gas nonpeaker | TRUE
55976 | Natural Gas Fired Combined Cycle | CA | 299 | N | IPP Non-CHP | NG | natural gas nonpeaker | TRUE
55977 | Natural Gas Fired Combined Cycle | CT | 31 | N | Electric Utility | NG | natural gas nonpeaker | TRUE
55977 | Natural Gas Fired Combined Cycle | CA | 27 | N | Electric Utility | NG | natural gas nonpeaker | TRUE
55980 | Onshore Wind Turbine | WT | 2 | N | IPP Non-CHP | WND | onshore wind | TRUE
55981 | Onshore Wind Turbine | WT | 2 | N | IPP Non-CHP | WND | onshore wind | TRUE
55983 | Geothermal | ST | 46 | N | IPP Non-CHP | GEO | geothermal | TRUE
55984 | Geothermal | ST | 10.9 | N | IPP Non-CHP | GEO | geothermal | TRUE
55985 | Natural Gas Fired Combined Cycle | CT | 170 | N | Electric Utility | NG | natural gas nonpeaker | TRUE
55985 | Natural Gas Fired Combined Cycle | CT | 170 | N | Electric Utility | NG | natural gas nonpeaker | TRUE
55985 | Natural Gas Fired Combined Cycle | CA | 222 | N | Electric Utility | NG | natural gas nonpeaker | TRUE
55986 | Onshore Wind Turbine | WT | 66 | N | IPP Non-CHP | WND | onshore wind | TRUE
55987 | Petroleum Liquids | IC | 2 | N | Electric Utility | DFO | petroleum | TRUE
55988 | Geothermal | ST | 0.4 | N | IPP Non-CHP | GEO | geothermal | TRUE
55988 | Geothermal | ST | 0.4 | N | IPP Non-CHP | GEO | geothermal | TRUE
55988 | Geothermal | ST | 0.1 | N | IPP Non-CHP | GEO | geothermal | TRUE
55988 | Geothermal | ST | 0.4 | N | IPP Non-CHP | GEO | geothermal | TRUE
55988 | Geothermal | ST | 0.4 | N | IPP Non-CHP | GEO | geothermal | TRUE
55988 | Geothermal | ST | 0.4 | N | IPP Non-CHP | GEO | geothermal | TRUE
55988 | Geothermal | ST | 0.4 | N | IPP Non-CHP | GEO | geothermal | TRUE
55989 | Onshore Wind Turbine | WT | 122.8 | N | IPP Non-CHP | WND | onshore wind | TRUE
55990 | Natural Gas Fired Combined Cycle | CT | 4.4 | Y | IPP CHP | NG | natural gas nonpeaker | FALSE
55990 | Natural Gas Fired Combined Cycle | CT | 4.4 | Y | IPP CHP | NG | natural gas nonpeaker | FALSE
55990 | Natural Gas Fired Combined Cycle | CT | 4.4 | Y | IPP CHP | NG | natural gas nonpeaker | FALSE
55990 | Natural Gas Fired Combined Cycle | CT | 4.4 | Y | IPP CHP | NG | natural gas nonpeaker | FALSE
55990 | Natural Gas Fired Combined Cycle | CT | 4.4 | Y | IPP CHP | NG | natural gas nonpeaker | FALSE
55990 | Natural Gas Fired Combined Cycle | CA | 0.7 | Y | IPP CHP | NG | natural gas nonpeaker | FALSE
55990 | Natural Gas Fired Combined Cycle | CA | 0.7 | Y | IPP CHP | NG | natural gas nonpeaker | FALSE
55991 | Geothermal | ST | 5.5 | N | IPP Non-CHP | GEO | geothermal | TRUE
55991 | Geothermal | ST | 7.5 | N | IPP Non-CHP | GEO | geothermal | TRUE
55991 | Geothermal | ST | 7.5 | N | IPP Non-CHP | GEO | geothermal | TRUE
55991 | Geothermal | ST | 6.3 | N | IPP Non-CHP | GEO | geothermal | TRUE
55992 | Onshore Wind Turbine | WT | 160.5 | N | IPP Non-CHP | WND | onshore wind | TRUE
55995 | Onshore Wind Turbine | WT | 2.6 | N | Electric Utility | WND | onshore wind | TRUE
55995 | Onshore Wind Turbine | WT | 4.5 | N | Electric Utility | WND | onshore wind | TRUE
55996 | Petroleum Liquids | IC | 1.8 | N | IPP Non-CHP | DFO | petroleum | TRUE
55996 | Petroleum Liquids | IC | 1.6 | N | IPP Non-CHP | DFO | petroleum | TRUE
55996 | Petroleum Liquids | IC | 1.6 | N | IPP Non-CHP | DFO | petroleum | TRUE
55996 | Petroleum Liquids | IC | 1.1 | N | IPP Non-CHP | DFO | petroleum | TRUE
55997 | Natural Gas Internal Combustion Engine | IC | 5.8 | N | Electric Utility | NG | natural gas peaker | TRUE
55997 | Natural Gas Internal Combustion Engine | IC | 5.8 | N | Electric Utility | NG | natural gas peaker | TRUE
55997 | Natural Gas Internal Combustion Engine | IC | 5.8 | N | Electric Utility | NG | natural gas peaker | TRUE
55997 | Natural Gas Internal Combustion Engine | IC | 5.8 | N | Electric Utility | NG | natural gas peaker | TRUE
55998 | Petroleum Liquids | GT | 4 | N | Electric Utility | DFO | petroleum | TRUE
55998 | Petroleum Liquids | IC | 0.5 | N | Electric Utility | DFO | petroleum | TRUE
55998 | Petroleum Liquids | IC | 0.5 | N | Electric Utility | DFO | petroleum | TRUE
55999 | Natural Gas Internal Combustion Engine | IC | 2.8 | Y | IPP CHP | NG | natural gas peaker | FALSE
55999 | Natural Gas Internal Combustion Engine | IC | 2.8 | Y | IPP CHP | NG | natural gas peaker | FALSE
56001 | Onshore Wind Turbine | WT | 64.5 | N | IPP Non-CHP | WND | onshore wind | TRUE
56002 | Onshore Wind Turbine | WT | 3.8 | N | IPP Non-CHP | WND | onshore wind | TRUE
56004 | Petroleum Liquids | IC | 2 | N | Electric Utility | DFO | petroleum | TRUE
56004 | Petroleum Liquids | IC | 2 | N | Electric Utility | DFO | petroleum | TRUE
56004 | Petroleum Liquids | IC | 2 | N | Electric Utility | DFO | petroleum | TRUE
56004 | Petroleum Liquids | IC | 2 | N | Electric Utility | DFO | petroleum | TRUE
56004 | Petroleum Liquids | IC | 2 | N | Electric Utility | DFO | petroleum | TRUE
56004 | Petroleum Liquids | GT | 9 | N | Electric Utility | DFO | petroleum | TRUE
56005 | Petroleum Liquids | IC | 2 | N | Electric Utility | DFO | petroleum | TRUE
56005 | Petroleum Liquids | IC | 2 | N | Electric Utility | DFO | petroleum | TRUE
56005 | Petroleum Liquids | GT | 9 | N | Electric Utility | DFO | petroleum | TRUE
56006 | Natural Gas Steam Turbine | ST | 2.7 | N | Electric Utility | NG | natural gas peaker | TRUE
56010 | Onshore Wind Turbine | WT | 98 | N | IPP Non-CHP | WND | onshore wind | TRUE
56011 | Onshore Wind Turbine | WT | 41 | N | IPP Non-CHP | WND | onshore wind | TRUE
56012 | Onshore Wind Turbine | WT | 61.5 | N | IPP Non-CHP | WND | onshore wind | TRUE
56013 | Natural Gas Fired Combustion Turbine | GT | 46.5 | N | Electric Utility | NG | natural gas peaker | TRUE
56013 | Natural Gas Fired Combustion Turbine | GT | 46.5 | N | Electric Utility | NG | natural gas peaker | TRUE
56013 | Natural Gas Fired Combustion Turbine | GT | 46.5 | N | Electric Utility | NG | natural gas peaker | TRUE
56015 | Petroleum Liquids | GT | 37 | N | IPP Non-CHP | DFO | petroleum | TRUE
56015 | Petroleum Liquids | GT | 37 | N | IPP Non-CHP | DFO | petroleum | TRUE
56016 | Natural Gas Internal Combustion Engine | IC | 1 | N | Commercial Non-CHP | NG | natural gas peaker | FALSE
56016 | Natural Gas Internal Combustion Engine | IC | 1 | N | Commercial Non-CHP | NG | natural gas peaker | FALSE
56016 | Petroleum Liquids | IC | 1.7 | N | Commercial Non-CHP | DFO | petroleum | FALSE
56017 | Natural Gas Fired Combustion Turbine | GT | 10.5 | N | Electric Utility | NG | natural gas peaker | TRUE
56017 | Natural Gas Fired Combustion Turbine | GT | 10.5 | N | Electric Utility | NG | natural gas peaker | TRUE
56017 | Natural Gas Fired Combustion Turbine | GT | 10.5 | N | Electric Utility | NG | natural gas peaker | TRUE
56017 | Natural Gas Fired Combustion Turbine | GT | 10.5 | N | Electric Utility | NG | natural gas peaker | TRUE
56018 | Natural Gas Fired Combustion Turbine | GT | 47.5 | N | Electric Utility | NG | natural gas peaker | TRUE
56018 | Natural Gas Fired Combustion Turbine | GT | 47.5 | N | Electric Utility | NG | natural gas peaker | TRUE
56022 | Petroleum Liquids | IC | 1.6 | N | Electric Utility | DFO | petroleum | TRUE
56025 | Petroleum Liquids | IC | 2 | N | Electric Utility | DFO | petroleum | TRUE
56025 | Petroleum Liquids | IC | 2 | N | Electric Utility | DFO | petroleum | TRUE
56026 | Natural Gas Fired Combined Cycle | CT | 50 | N | Electric Utility | NG | natural gas nonpeaker | TRUE
56026 | Natural Gas Fired Combined Cycle | CT | 50 | N | Electric Utility | NG | natural gas nonpeaker | TRUE
56026 | Natural Gas Fired Combined Cycle | CA | 54 | N | Electric Utility | NG | natural gas nonpeaker | TRUE
56031 | Natural Gas Fired Combined Cycle | CT | 160.7 | N | Electric Utility | NG | natural gas nonpeaker | TRUE
56031 | Natural Gas Fired Combined Cycle | CT | 160.2 | N | Electric Utility | NG | natural gas nonpeaker | TRUE
56031 | Natural Gas Fired Combined Cycle | CA | 233.3 | N | Electric Utility | NG | natural gas nonpeaker | TRUE
56032 | Natural Gas Fired Combustion Turbine | GT | 47.9 | N | IPP Non-CHP | NG | natural gas peaker | TRUE
56032 | Natural Gas Fired Combustion Turbine | GT | 48.1 | N | IPP Non-CHP | NG | natural gas peaker | TRUE
56035 | Petroleum Liquids | IC | 1.3 | Y | IPP CHP | DFO | petroleum | FALSE
56035 | Petroleum Liquids | IC | 1.3 | Y | IPP CHP | DFO | petroleum | FALSE
56036 | Other Waste Biomass | IC | 2 | Y | Commercial CHP | OBG | biomass | FALSE
56036 | Other Waste Biomass | IC | 2 | Y | Commercial CHP | OBG | biomass | FALSE
56036 | Other Waste Biomass | IC | 2 | Y | Commercial CHP | OBG | biomass | FALSE
56038 | Natural Gas Fired Combustion Turbine | GT | 9.4 | Y | IPP CHP | NG | natural gas peaker | FALSE
56038 | Natural Gas Fired Combustion Turbine | GT | 9.4 | Y | IPP CHP | NG | natural gas peaker | FALSE
56038 | Natural Gas Steam Turbine | ST | 2 | Y | IPP CHP | NG | natural gas peaker | FALSE
56039 | Natural Gas Fired Combustion Turbine | GT | 5.4 | N | Electric Utility | NG | natural gas peaker | TRUE
56039 | Natural Gas Fired Combustion Turbine | GT | 5.4 | N | Electric Utility | NG | natural gas peaker | TRUE
56041 | Natural Gas Fired Combined Cycle | CT | 42 | N | IPP Non-CHP | NG | natural gas nonpeaker | TRUE
56041 | Natural Gas Fired Combined Cycle | CT | 42 | N | IPP Non-CHP | NG | natural gas nonpeaker | TRUE
56041 | Natural Gas Fired Combined Cycle | CA | 50 | N | IPP Non-CHP | NG | natural gas nonpeaker | TRUE
56046 | Natural Gas Fired Combined Cycle | CT | 161 | N | Electric Utility | NG | natural gas nonpeaker | TRUE
56046 | Natural Gas Fired Combined Cycle | CA | 140 | N | Electric Utility | NG | natural gas nonpeaker | TRUE
56050 | Natural Gas Internal Combustion Engine | IC | 2.1 | Y | Commercial CHP | NG | natural gas peaker | FALSE
56051 | Natural Gas Fired Combustion Turbine | GT | 45 | N | Industrial Non-CHP | NG | natural gas peaker | FALSE
56052 | Onshore Wind Turbine | WT | 30 | N | IPP Non-CHP | WND | onshore wind | TRUE
56053 | Petroleum Liquids | IC | 1.8 | N | Electric Utility | DFO | petroleum | TRUE
56053 | Petroleum Liquids | IC | 1.8 | N | Electric Utility | DFO | petroleum | TRUE
56053 | Petroleum Liquids | IC | 1.8 | N | Electric Utility | DFO | petroleum | TRUE
56054 | Onshore Wind Turbine | WT | 32 | N | IPP Non-CHP | WND | onshore wind | TRUE
56054 | Onshore Wind Turbine | WT | 8 | N | IPP Non-CHP | WND | onshore wind | TRUE
56054 | Onshore Wind Turbine | WT | 3 | N | IPP Non-CHP | WND | onshore wind | TRUE
56055 | Petroleum Liquids | IC | 1 | N | Electric Utility | DFO | petroleum | TRUE
56055 | Petroleum Liquids | IC | 1 | N | Electric Utility | DFO | petroleum | TRUE
56059 | Petroleum Liquids | IC | 1.8 | N | Electric Utility | DFO | petroleum | TRUE
56062 | Petroleum Liquids | IC | 1.8 | N | Electric Utility | DFO | petroleum | TRUE
56063 | Petroleum Liquids | IC | 1.8 | N | Electric Utility | DFO | petroleum | TRUE
56064 | Petroleum Liquids | IC | 1.8 | N | Electric Utility | DFO | petroleum | TRUE
56067 | Petroleum Liquids | IC | 1.8 | N | Electric Utility | DFO | petroleum | TRUE
56068 | Conventional Steam Coal | ST | 634 | N | Electric Utility | SUB | hard coal | TRUE
56068 | Conventional Steam Coal | ST | 634 | N | Electric Utility | SUB | hard coal | TRUE
56069 | Landfill Gas | IC | 0.8 | N | IPP Non-CHP | LFG | biomass | TRUE
56069 | Landfill Gas | IC | 0.8 | N | IPP Non-CHP | LFG | biomass | TRUE
56069 | Landfill Gas | IC | 0.8 | N | IPP Non-CHP | LFG | biomass | TRUE
56070 | Petroleum Liquids | IC | 49.7 | N | Electric Utility | DFO | petroleum | TRUE
56073 | Natural Gas Internal Combustion Engine | IC | 1 | N | IPP Non-CHP | NG | natural gas peaker | TRUE
56074 | Petroleum Liquids | IC | 1.1 | N | IPP Non-CHP | DFO | petroleum | TRUE
56075 | Onshore Wind Turbine | WT | 145.8 | N | IPP Non-CHP | WND | onshore wind | TRUE
56075 | Onshore Wind Turbine | WT | 16.2 | N | IPP Non-CHP | WND | onshore wind | TRUE
56076 | Other Gases | ST | 3.8 | Y | Industrial CHP | OG | other | FALSE
56078 | Natural Gas Fired Combined Cycle | CT | 84 | N | Electric Utility | NG | natural gas nonpeaker | TRUE
56078 | Natural Gas Fired Combined Cycle | CT | 84 | N | Electric Utility | NG | natural gas nonpeaker | TRUE
56078 | Natural Gas Fired Combined Cycle | CA | 101 | N | Electric Utility | NG | natural gas nonpeaker | TRUE
56079 | Other Waste Biomass | ST | 8 | Y | IPP CHP | OBS | biomass | FALSE
56080 | Other Waste Biomass | IC | 0.8 | Y | Commercial CHP | OBG | biomass | FALSE
56080 | Other Waste Biomass | IC | 1.8 | Y | Commercial CHP | OBG | biomass | FALSE
56080 | Natural Gas Internal Combustion Engine | IC | 2.8 | Y | Commercial CHP | NG | natural gas peaker | FALSE
56080 | Natural Gas Internal Combustion Engine | IC | 2.8 | Y | Commercial CHP | NG | natural gas peaker | FALSE
56080 | Natural Gas Internal Combustion Engine | IC | 2.8 | Y | Commercial CHP | NG | natural gas peaker | FALSE
56081 | Onshore Wind Turbine | WT | 74.3 | N | IPP Non-CHP | WND | onshore wind | TRUE
56090 | Other Gases | GT | 2.5 | N | Industrial Non-CHP | OG | other | FALSE
56090 | Other Gases | GT | 3 | N | Industrial Non-CHP | OG | other | FALSE
56090 | Other Gases | GT | 0.3 | N | Industrial Non-CHP | OG | other | FALSE
56092 | Onshore Wind Turbine | WT | 40.5 | N | IPP Non-CHP | WND | onshore wind | TRUE
56093 | Onshore Wind Turbine | WT | 144 | N | IPP Non-CHP | WND | onshore wind | TRUE
56094 | Onshore Wind Turbine | WT | 51 | N | IPP Non-CHP | WND | onshore wind | TRUE
56094 | Onshore Wind Turbine | WT | 51 | N | IPP Non-CHP | WND | onshore wind | TRUE
56097 | Onshore Wind Turbine | WT | 204 | N | IPP Non-CHP | WND | onshore wind | TRUE
56098 | Petroleum Liquids | IC | 2 | N | Electric Utility | DFO | petroleum | TRUE
56098 | Petroleum Liquids | IC | 2 | N | Electric Utility | DFO | petroleum | TRUE
56099 | Onshore Wind Turbine | WT | 61.5 | N | IPP Non-CHP | WND | onshore wind | TRUE
56100 | Petroleum Liquids | IC | 2 | N | Electric Utility | DFO | petroleum | TRUE
56100 | Petroleum Liquids | IC | 2 | N | Electric Utility | DFO | petroleum | TRUE
56100 | Petroleum Liquids | IC | 2 | N | Electric Utility | DFO | petroleum | TRUE
56100 | Petroleum Liquids | IC | 2 | N | Electric Utility | DFO | petroleum | TRUE
56102 | Natural Gas Fired Combined Cycle | CT | 135 | N | Electric Utility | NG | natural gas nonpeaker | TRUE
56102 | Natural Gas Fired Combined Cycle | CT | 135 | N | Electric Utility | NG | natural gas nonpeaker | TRUE
56102 | Natural Gas Fired Combined Cycle | CA | 254 | N | Electric Utility | NG | natural gas nonpeaker | TRUE
56104 | Natural Gas Fired Combined Cycle | CT | 160 | N | IPP Non-CHP | NG | natural gas nonpeaker | TRUE
56104 | Natural Gas Fired Combined Cycle | CA | 140 | N | IPP Non-CHP | NG | natural gas nonpeaker | TRUE
56106 | Onshore Wind Turbine | WT | 10.5 | N | Electric Utility | WND | onshore wind | TRUE
56108 | Natural Gas Fired Combustion Turbine | GT | 47 | N | Electric Utility | NG | natural gas peaker | TRUE
56108 | Natural Gas Fired Combustion Turbine | GT | 47 | N | Electric Utility | NG | natural gas peaker | TRUE
56111 | Onshore Wind Turbine | WT | 160 | N | IPP Non-CHP | WND | onshore wind | TRUE
56112 | Onshore Wind Turbine | WT | 22.4 | N | IPP Non-CHP | WND | onshore wind | TRUE
56113 | Landfill Gas | IC | 1.4 | N | IPP Non-CHP | LFG | biomass | TRUE
56113 | Landfill Gas | IC | 1.4 | N | IPP Non-CHP | LFG | biomass | TRUE
56113 | Landfill Gas | IC | 1.4 | N | IPP Non-CHP | LFG | biomass | TRUE
56113 | Landfill Gas | IC | 1.4 | N | IPP Non-CHP | LFG | biomass | TRUE
56113 | Landfill Gas | IC | 1.4 | N | IPP Non-CHP | LFG | biomass | TRUE
56113 | Landfill Gas | IC | 1.4 | N | IPP Non-CHP | LFG | biomass | TRUE
56113 | Landfill Gas | IC | 1.4 | N | IPP Non-CHP | LFG | biomass | TRUE
56114 | Petroleum Liquids | IC | 1.8 | N | Electric Utility | DFO | petroleum | TRUE
56114 | Petroleum Liquids | IC | 1.8 | N | Electric Utility | DFO | petroleum | TRUE
56116 | Petroleum Liquids | IC | 1.8 | N | Electric Utility | DFO | petroleum | TRUE
56116 | Petroleum Liquids | IC | 1.8 | N | Electric Utility | DFO | petroleum | TRUE
56116 | Petroleum Liquids | IC | 1.8 | N | Electric Utility | DFO | petroleum | TRUE
56116 | Petroleum Liquids | IC | 1.8 | N | Electric Utility | DFO | petroleum | TRUE
56116 | Petroleum Liquids | IC | 1.8 | N | Electric Utility | DFO | petroleum | TRUE
56117 | Petroleum Liquids | IC | 1.8 | N | Electric Utility | DFO | petroleum | TRUE
56117 | Petroleum Liquids | IC | 1.8 | N | Electric Utility | DFO | petroleum | TRUE
56117 | Petroleum Liquids | IC | 1.8 | N | Electric Utility | DFO | petroleum | TRUE
56118 | Petroleum Liquids | IC | 1.9 | N | Electric Utility | DFO | petroleum | TRUE
56118 | Petroleum Liquids | IC | 1.8 | N | Electric Utility | DFO | petroleum | TRUE
56119 | Landfill Gas | CT | 4.1 | Y | IPP CHP | LFG | biomass | FALSE
56119 | Landfill Gas | CT | 4.1 | Y | IPP CHP | LFG | biomass | FALSE
56119 | Landfill Gas | CA | 10.6 | Y | IPP CHP | LFG | biomass | FALSE
56120 | Landfill Gas | IC | 1.8 | N | Electric Utility | LFG | biomass | TRUE
56120 | Landfill Gas | IC | 1.8 | N | Electric Utility | LFG | biomass | TRUE
56120 | Landfill Gas | IC | 1.8 | N | Electric Utility | LFG | biomass | TRUE
56120 | Landfill Gas | GT | 5.2 | N | Electric Utility | LFG | biomass | TRUE
56121 | Landfill Gas | IC | 1.5 | N | Electric Utility | LFG | biomass | TRUE
56121 | Landfill Gas | IC | 1.5 | N | Electric Utility | LFG | biomass | TRUE
56122 | Landfill Gas | GT | 5.2 | N | Electric Utility | LFG | biomass | TRUE
56122 | Landfill Gas | IC | 1.5 | N | Electric Utility | LFG | biomass | TRUE
56122 | Landfill Gas | IC | 1.5 | N | Electric Utility | LFG | biomass | TRUE
56123 | Onshore Wind Turbine | WT | 11.6 | N | IPP Non-CHP | WND | onshore wind | TRUE
56124 | Wood/Wood Waste Biomass | ST | 11.9 | Y | Industrial CHP | WDS | biomass | FALSE
56125 | Conventional Hydroelectric | HY | 1 | N | IPP Non-CHP | WAT | hydro | TRUE
56126 | Petroleum Liquids | IC | 1.8 | N | Electric Utility | DFO | petroleum | TRUE
56126 | Petroleum Liquids | IC | 1.8 | N | Electric Utility | DFO | petroleum | TRUE
56127 | Natural Gas Fired Combustion Turbine | GT | 8.5 | Y | Electric Utility | NG | natural gas peaker | TRUE
56128 | Petroleum Liquids | IC | 1.8 | N | Electric Utility | DFO | petroleum | TRUE
56128 | Petroleum Liquids | IC | 1.8 | N | Electric Utility | DFO | petroleum | TRUE
56128 | Petroleum Liquids | IC | 1.8 | N | Electric Utility | DFO | petroleum | TRUE
56128 | Petroleum Liquids | IC | 1.8 | N | Electric Utility | DFO | petroleum | TRUE
56129 | Petroleum Liquids | IC | 2.4 | N | Electric Utility | DFO | petroleum | TRUE
56131 | Petroleum Liquids | IC | 2.4 | N | Electric Utility | DFO | petroleum | TRUE
56132 | Petroleum Liquids | IC | 2.4 | N | Electric Utility | DFO | petroleum | TRUE
56134 | Natural Gas Internal Combustion Engine | IC | 1 | Y | Commercial CHP | NG | natural gas peaker | FALSE
56134 | Natural Gas Internal Combustion Engine | IC | 1 | Y | Commercial CHP | NG | natural gas peaker | FALSE
56134 | Natural Gas Internal Combustion Engine | IC | 1 | Y | Commercial CHP | NG | natural gas peaker | FALSE
56134 | Petroleum Liquids | IC | 1 | Y | Commercial CHP | DFO | petroleum | FALSE
56135 | Natural Gas Fired Combustion Turbine | GT | 48 | N | Electric Utility | NG | natural gas peaker | TRUE
56135 | Natural Gas Fired Combustion Turbine | GT | 48 | N | Electric Utility | NG | natural gas peaker | TRUE
56138 | Petroleum Liquids | IC | 2 | N | Electric Utility | DFO | petroleum | TRUE
56139 | All Other | OT | 3.1 | N | Industrial Non-CHP | OTH | other | FALSE
56141 | Petroleum Liquids | GT | 54.3 | N | IPP Non-CHP | KER | other | TRUE
56142 | Onshore Wind Turbine | WT | 85.5 | N | IPP Non-CHP | WND | onshore wind | TRUE
56143 | Natural Gas Fired Combustion Turbine | GT | 50 | N | Electric Utility | NG | natural gas peaker | TRUE
56143 | Natural Gas Fired Combustion Turbine | GT | 50 | N | Electric Utility | NG | natural gas peaker | TRUE
56143 | Natural Gas Fired Combustion Turbine | GT | 48 | N | Electric Utility | NG | natural gas peaker | TRUE
56143 | Natural Gas Fired Combustion Turbine | GT | 48 | N | Electric Utility | NG | natural gas peaker | TRUE
56144 | Natural Gas Fired Combustion Turbine | GT | 10 | N | Electric Utility | NG | natural gas peaker | TRUE
56144 | Natural Gas Fired Combustion Turbine | GT | 10 | N | Electric Utility | NG | natural gas peaker | TRUE
56144 | Natural Gas Fired Combustion Turbine | GT | 10 | N | Electric Utility | NG | natural gas peaker | TRUE
56144 | Natural Gas Fired Combustion Turbine | GT | 10 | N | Electric Utility | NG | natural gas peaker | TRUE
56146 | Petroleum Liquids | IC | 1.3 | N | Electric Utility | DFO | petroleum | TRUE
56147 | Petroleum Liquids | IC | 1 | N | Electric Utility | DFO | petroleum | TRUE
56148 | Petroleum Liquids | IC | 2 | N | Electric Utility | DFO | petroleum | TRUE
56148 | Petroleum Liquids | IC | 2 | N | Electric Utility | DFO | petroleum | TRUE
56148 | Petroleum Liquids | IC | 2 | N | Electric Utility | DFO | petroleum | TRUE
56149 | Landfill Gas | IC | 0.8 | N | Electric Utility | LFG | biomass | TRUE
56149 | Landfill Gas | IC | 0.8 | N | Electric Utility | LFG | biomass | TRUE
56149 | Landfill Gas | IC | 0.8 | N | Electric Utility | LFG | biomass | TRUE
56149 | Landfill Gas | IC | 1 | N | Electric Utility | LFG | biomass | TRUE
56150 | Natural Gas Fired Combined Cycle | CA | 628.5 | N | Electric Utility | NG | natural gas nonpeaker | TRUE
56150 | Natural Gas Fired Combined Cycle | CA | 628.3 | N | Electric Utility | NG | natural gas nonpeaker | TRUE
56150 | Natural Gas Fired Combined Cycle | CT |  | N | Electric Utility | NG | natural gas nonpeaker | TRUE
56150 | Natural Gas Fired Combined Cycle | CT |  | N | Electric Utility | NG | natural gas nonpeaker | TRUE
56150 | Natural Gas Fired Combined Cycle | CT |  | N | Electric Utility | NG | natural gas nonpeaker | TRUE
56150 | Natural Gas Fired Combined Cycle | CT |  | N | Electric Utility | NG | natural gas nonpeaker | TRUE
56151 | Natural Gas Fired Combustion Turbine | GT | 101.2 | N | Electric Utility | NG | natural gas peaker | TRUE
56151 | Natural Gas Fired Combustion Turbine | GT | 102.1 | N | Electric Utility | NG | natural gas peaker | TRUE
56151 | Natural Gas Fired Combustion Turbine | GT | 100 | N | Electric Utility | NG | natural gas peaker | TRUE
56152 | Natural Gas Fired Combined Cycle | CT | 169.4 | Y | Industrial CHP | NG | natural gas nonpeaker | FALSE
56152 | Natural Gas Fired Combined Cycle | CA | 50 | Y | Industrial CHP | NG | natural gas nonpeaker | FALSE
56153 | Onshore Wind Turbine | WT | 12 | N | IPP Non-CHP | WND | onshore wind | TRUE
56160 | Onshore Wind Turbine | WT | 50.4 | N | IPP Non-CHP | WND | onshore wind | TRUE
56162 | Onshore Wind Turbine | WT | 59.4 | N | Electric Utility | WND | onshore wind | TRUE
56163 | Conventional Steam Coal | ST | 50 | N | Industrial CHP | BIT | hard coal | FALSE
56163 | Conventional Steam Coal | ST | 25 | N | Industrial CHP | BIT | hard coal | FALSE
56163 | Conventional Steam Coal | ST | 25 | N | Industrial CHP | BIT | hard coal | FALSE
56163 | Conventional Steam Coal | ST | 75 | N | Industrial CHP | BIT | hard coal | FALSE
56163 | Natural Gas Fired Combustion Turbine | GT | 5.9 | Y | Industrial CHP | NG | natural gas peaker | FALSE
56163 | All Other | ST | 31.8 | N | Industrial CHP | WH | other | FALSE
56164 | Natural Gas Fired Combined Cycle | CT | 153 | N | Electric Utility | NG | natural gas nonpeaker | TRUE
56164 | Natural Gas Fired Combined Cycle | CA | 108 | N | Electric Utility | NG | natural gas nonpeaker | TRUE
56166 | Natural Gas Fired Combustion Turbine | GT | 150.6 | N | Electric Utility | NG | natural gas peaker | TRUE
56166 | Natural Gas Fired Combustion Turbine | GT | 149.9 | N | Electric Utility | NG | natural gas peaker | TRUE
56169 | Natural Gas Internal Combustion Engine | IC | 1.1 | Y | IPP CHP | NG | natural gas peaker | FALSE
56169 | Natural Gas Internal Combustion Engine | IC | 1.1 | Y | IPP CHP | NG | natural gas peaker | FALSE
56170 | Landfill Gas | IC | 1.3 | N | IPP Non-CHP | LFG | biomass | TRUE
56170 | Landfill Gas | IC | 1.3 | N | IPP Non-CHP | LFG | biomass | TRUE
56172 | Onshore Wind Turbine | WT | 43.5 | N | IPP Non-CHP | WND | onshore wind | TRUE
56173 | Onshore Wind Turbine | WT | 162 | N | IPP Non-CHP | WND | onshore wind | TRUE
56174 | Onshore Wind Turbine | WT | 51 | N | IPP Non-CHP | WND | onshore wind | TRUE
56177 | Natural Gas Fired Combined Cycle | CT | 65 | N | Electric Utility | NG | natural gas nonpeaker | TRUE
56177 | Natural Gas Fired Combined Cycle | CA | 65 | N | Electric Utility | NG | natural gas nonpeaker | TRUE
56181 | Petroleum Liquids | IC | 2 | N | Electric Utility | DFO | petroleum | TRUE
56181 | Petroleum Liquids | IC | 2 | N | Electric Utility | DFO | petroleum | TRUE
56181 | Petroleum Liquids | IC | 2 | N | Electric Utility | DFO | petroleum | TRUE
56182 | Wood/Wood Waste Biomass | ST | 1.7 | Y | Industrial CHP | WDS | biomass | FALSE
56184 | Natural Gas Internal Combustion Engine | IC | 2.8 | N | IPP Non-CHP | NG | natural gas peaker | TRUE
56184 | Natural Gas Internal Combustion Engine | IC | 2.8 | N | IPP Non-CHP | NG | natural gas peaker | TRUE
56184 | Natural Gas Internal Combustion Engine | IC | 2.8 | N | IPP Non-CHP | NG | natural gas peaker | TRUE
56184 | Natural Gas Internal Combustion Engine | IC | 2.8 | N | IPP Non-CHP | NG | natural gas peaker | TRUE
56184 | Natural Gas Internal Combustion Engine | IC | 2.8 | N | IPP Non-CHP | NG | natural gas peaker | TRUE
56184 | Natural Gas Internal Combustion Engine | IC | 2.8 | N | IPP Non-CHP | NG | natural gas peaker | TRUE
56184 | Natural Gas Internal Combustion Engine | IC | 2.8 | N | IPP Non-CHP | NG | natural gas peaker | TRUE
56184 | Natural Gas Internal Combustion Engine | IC | 2.8 | N | IPP Non-CHP | NG | natural gas peaker | TRUE
56184 | Natural Gas Internal Combustion Engine | IC | 2.8 | N | IPP Non-CHP | NG | natural gas peaker | TRUE
56184 | Natural Gas Internal Combustion Engine | IC | 2.8 | N | IPP Non-CHP | NG | natural gas peaker | TRUE
56184 | Natural Gas Internal Combustion Engine | IC | 2.8 | N | IPP Non-CHP | NG | natural gas peaker | TRUE
56184 | Natural Gas Internal Combustion Engine | IC | 2.8 | N | IPP Non-CHP | NG | natural gas peaker | TRUE
56184 | Natural Gas Internal Combustion Engine | IC | 2.8 | N | IPP Non-CHP | NG | natural gas peaker | TRUE
56184 | Natural Gas Internal Combustion Engine | IC | 2.8 | N | IPP Non-CHP | NG | natural gas peaker | TRUE
56184 | Natural Gas Internal Combustion Engine | IC | 2.8 | N | IPP Non-CHP | NG | natural gas peaker | TRUE
56184 | Natural Gas Internal Combustion Engine | IC | 2.8 | N | IPP Non-CHP | NG | natural gas peaker | TRUE
56185 | Natural Gas Internal Combustion Engine | IC | 3.1 | N | IPP Non-CHP | NG | natural gas peaker | TRUE
56185 | Natural Gas Internal Combustion Engine | IC | 3.1 | N | IPP Non-CHP | NG | natural gas peaker | TRUE
56185 | Natural Gas Internal Combustion Engine | IC | 3.1 | N | IPP Non-CHP | NG | natural gas peaker | TRUE
56185 | Natural Gas Internal Combustion Engine | IC | 3.1 | N | IPP Non-CHP | NG | natural gas peaker | TRUE
56185 | Natural Gas Internal Combustion Engine | IC | 3.1 | N | IPP Non-CHP | NG | natural gas peaker | TRUE
56185 | Natural Gas Internal Combustion Engine | IC | 3.1 | N | IPP Non-CHP | NG | natural gas peaker | TRUE
56185 | Natural Gas Internal Combustion Engine | IC | 3.1 | N | IPP Non-CHP | NG | natural gas peaker | TRUE
56185 | Natural Gas Internal Combustion Engine | IC | 3.1 | N | IPP Non-CHP | NG | natural gas peaker | TRUE
56185 | Natural Gas Internal Combustion Engine | IC | 3.1 | N | IPP Non-CHP | NG | natural gas peaker | TRUE
56185 | Natural Gas Internal Combustion Engine | IC | 3.1 | N | IPP Non-CHP | NG | natural gas peaker | TRUE
56185 | Natural Gas Internal Combustion Engine | IC | 3.1 | N | IPP Non-CHP | NG | natural gas peaker | TRUE
56185 | Natural Gas Internal Combustion Engine | IC | 3.1 | N | IPP Non-CHP | NG | natural gas peaker | TRUE
56185 | Natural Gas Internal Combustion Engine | IC | 3.1 | N | IPP Non-CHP | NG | natural gas peaker | TRUE
56185 | Natural Gas Internal Combustion Engine | IC | 3.1 | N | IPP Non-CHP | NG | natural gas peaker | TRUE
56185 | Natural Gas Internal Combustion Engine | IC | 3.1 | N | IPP Non-CHP | NG | natural gas peaker | TRUE
56185 | Natural Gas Internal Combustion Engine | IC | 3.1 | N | IPP Non-CHP | NG | natural gas peaker | TRUE
56188 | Natural Gas Fired Combined Cycle | CT | 47 | N | IPP Non-CHP | NG | natural gas nonpeaker | TRUE
56188 | Natural Gas Fired Combined Cycle | CA | 27.5 | N | IPP Non-CHP | NG | natural gas nonpeaker | TRUE
56189 | Petroleum Liquids | GT | 23.3 | N | IPP Non-CHP | DFO | petroleum | TRUE
56189 | Petroleum Liquids | GT | 23.3 | N | IPP Non-CHP | DFO | petroleum | TRUE
56189 | Petroleum Liquids | GT | 23.3 | N | IPP Non-CHP | DFO | petroleum | TRUE
56190 | Natural Gas Fired Combustion Turbine | GT | 3.2 | Y | Commercial CHP | NG | natural gas peaker | FALSE
56190 | Natural Gas Steam Turbine | ST | 1 | Y | Commercial CHP | NG | natural gas peaker | FALSE
56192 | Wood/Wood Waste Biomass | ST | 22 | Y | Industrial CHP | BLQ | biomass | FALSE
56193 | Wood/Wood Waste Biomass | ST | 3.1 | Y | Industrial CHP | WDS | biomass | FALSE
56193 | Wood/Wood Waste Biomass | ST | 4.4 | Y | Industrial CHP | WDS | biomass | FALSE
56194 | Petroleum Liquids | IC | 2.2 | N | Electric Utility | DFO | petroleum | TRUE
56195 | Onshore Wind Turbine | WT | 41 | N | IPP Non-CHP | WND | onshore wind | TRUE
56196 | Natural Gas Fired Combined Cycle | CA | 161.7 | N | Electric Utility | NG | natural gas nonpeaker | TRUE
56196 | Natural Gas Fired Combined Cycle | CT | 146.2 | N | Electric Utility | NG | natural gas nonpeaker | TRUE
56196 | Natural Gas Fired Combined Cycle | CT | 146.2 | N | Electric Utility | NG | natural gas nonpeaker | TRUE
56199 | Onshore Wind Turbine | WT | 2 | N | IPP Non-CHP | WND | onshore wind | TRUE
56200 | Onshore Wind Turbine | WT | 2 | N | IPP Non-CHP | WND | onshore wind | TRUE
56201 | Onshore Wind Turbine | WT | 2 | N | IPP Non-CHP | WND | onshore wind | TRUE
56202 | Onshore Wind Turbine | WT | 2 | N | IPP Non-CHP | WND | onshore wind | TRUE
56203 | Onshore Wind Turbine | WT | 2 | N | IPP Non-CHP | WND | onshore wind | TRUE
56204 | Onshore Wind Turbine | WT | 2 | N | IPP Non-CHP | WND | onshore wind | TRUE
56205 | Onshore Wind Turbine | WT | 2 | N | IPP Non-CHP | WND | onshore wind | TRUE
56206 | Onshore Wind Turbine | WT | 2 | N | IPP Non-CHP | WND | onshore wind | TRUE
56207 | Onshore Wind Turbine | WT | 2 | N | IPP Non-CHP | WND | onshore wind | TRUE
56208 | Onshore Wind Turbine | WT | 2 | N | IPP Non-CHP | WND | onshore wind | TRUE
56209 | Onshore Wind Turbine | WT | 2 | N | IPP Non-CHP | WND | onshore wind | TRUE
56210 | Onshore Wind Turbine | WT | 2 | N | IPP Non-CHP | WND | onshore wind | TRUE
56211 | Onshore Wind Turbine | WT | 37.5 | N | IPP Non-CHP | WND | onshore wind | TRUE
56212 | Onshore Wind Turbine | WT | 91.5 | N | IPP Non-CHP | WND | onshore wind | TRUE
56214 | Onshore Wind Turbine | WT | 4.7 | N | IPP Non-CHP | WND | onshore wind | TRUE
56215 | Onshore Wind Turbine | WT | 1.4 | N | IPP Non-CHP | WND | onshore wind | TRUE
56223 | Natural Gas Fired Combustion Turbine | GT | 9.8 | N | Electric Utility | NG | natural gas peaker | TRUE
56224 | Conventional Steam Coal | ST | 218.4 | N | IPP Non-CHP | SUB | hard coal | TRUE
56225 | Onshore Wind Turbine | WT | 3 | N | IPP Non-CHP | WND | onshore wind | TRUE
56226 | Onshore Wind Turbine | WT | 1.8 | N | Electric Utility | WND | onshore wind | TRUE
56226 | Onshore Wind Turbine | WT | 1.8 | N | Electric Utility | WND | onshore wind | TRUE
56226 | Onshore Wind Turbine | WT | 1.8 | N | Electric Utility | WND | onshore wind | TRUE
56226 | Onshore Wind Turbine | WT | 1.8 | N | Electric Utility | WND | onshore wind | TRUE
56227 | Natural Gas Fired Combined Cycle | CT | 256.2 | N | Electric Utility | NG | natural gas nonpeaker | TRUE
56227 | Natural Gas Fired Combined Cycle | CA | 136 | N | Electric Utility | NG | natural gas nonpeaker | TRUE
56228 | Solar Photovoltaic | PV | 2.1 | N | Electric Utility | SUN | solar PV | TRUE
56229 | Natural Gas Fired Combined Cycle | CS | 8.3 | Y | Commercial CHP | NG | natural gas nonpeaker | FALSE
56231 | Petroleum Liquids | IC | 0.7 | N | Commercial Non-CHP | DFO | petroleum | FALSE
56231 | Petroleum Liquids | IC | 0.7 | N | Commercial Non-CHP | DFO | petroleum | FALSE
56232 | Natural Gas Fired Combustion Turbine | GT | 47 | N | Electric Utility | NG | natural gas peaker | TRUE
56232 | Natural Gas Fired Combustion Turbine | GT | 47 | N | Electric Utility | NG | natural gas peaker | TRUE
56233 | Natural Gas Fired Combined Cycle | CT | 46 | N | Industrial Non-CHP | NG | natural gas nonpeaker | FALSE
56233 | Natural Gas Fired Combined Cycle | CT | 46 | N | Industrial Non-CHP | NG | natural gas nonpeaker | FALSE
56233 | Natural Gas Fired Combined Cycle | CA | 18 | N | Industrial Non-CHP | NG | natural gas nonpeaker | FALSE
56234 | Natural Gas Fired Combined Cycle | CT | 179.9 | N | IPP Non-CHP | NG | natural gas nonpeaker | TRUE
56234 | Natural Gas Fired Combined Cycle | CA | 137 | N | IPP Non-CHP | NG | natural gas nonpeaker | TRUE
56237 | Natural Gas Fired Combined Cycle | CT | 169 | N | Electric Utility | NG | natural gas nonpeaker | TRUE
56237 | Natural Gas Fired Combined Cycle | CT | 169 | N | Electric Utility | NG | natural gas nonpeaker | TRUE
56237 | Natural Gas Fired Combined Cycle | CT | 178 | N | Electric Utility | NG | natural gas nonpeaker | TRUE
56237 | Natural Gas Fired Combined Cycle | CT | 178 | N | Electric Utility | NG | natural gas nonpeaker | TRUE
56237 | Natural Gas Fired Combined Cycle | CA | 209 | N | Electric Utility | NG | natural gas nonpeaker | TRUE
56237 | Natural Gas Fired Combined Cycle | CA | 273 | N | Electric Utility | NG | natural gas nonpeaker | TRUE
56238 | Natural Gas Fired Combustion Turbine | GT | 82.1 | N | Electric Utility | NG | natural gas peaker | TRUE
56238 | Natural Gas Fired Combustion Turbine | GT | 76.8 | N | Electric Utility | NG | natural gas peaker | TRUE
56239 | Natural Gas Fired Combustion Turbine | GT | 48 | N | IPP Non-CHP | NG | natural gas peaker | TRUE
56239 | Natural Gas Fired Combustion Turbine | GT | 48 | N | IPP Non-CHP | NG | natural gas peaker | TRUE
56240 | Onshore Wind Turbine | WT | 120.6 | N | IPP Non-CHP | WND | onshore wind | TRUE
56241 | Natural Gas Fired Combustion Turbine | GT | 199 | N | IPP Non-CHP | NG | natural gas peaker | TRUE
56241 | Natural Gas Fired Combustion Turbine | GT | 199 | N | IPP Non-CHP | NG | natural gas peaker | TRUE
56242 | Petroleum Liquids | IC | 2 | N | Commercial Non-CHP | DFO | petroleum | FALSE
56243 | Municipal Solid Waste | ST | 1.2 | Y | Commercial CHP | MSW | biomass | FALSE
56244 | Petroleum Liquids | IC | 1.7 | N | Commercial Non-CHP | DFO | petroleum | FALSE
56245 | Petroleum Liquids | IC | 1 | N | Commercial Non-CHP | DFO | petroleum | FALSE
56247 | Petroleum Liquids | IC | 0.6 | N | Commercial Non-CHP | DFO | petroleum | FALSE
56247 | Petroleum Liquids | IC | 0.6 | N | Commercial Non-CHP | DFO | petroleum | FALSE
56247 | Petroleum Liquids | IC | 0.6 | N | Commercial Non-CHP | DFO | petroleum | FALSE
56247 | Petroleum Liquids | IC | 0.6 | N | Commercial Non-CHP | DFO | petroleum | FALSE
56248 | Natural Gas Fired Combustion Turbine | GT | 34.5 | Y | Industrial CHP | NG | natural gas peaker | FALSE
56248 | Natural Gas Fired Combustion Turbine | GT | 34.5 | Y | Industrial CHP | NG | natural gas peaker | FALSE
56249 | Natural Gas Fired Combustion Turbine | GT | 56.5 | N | Electric Utility | NG | natural gas peaker | TRUE
56249 | Natural Gas Fired Combustion Turbine | GT | 56.5 | N | Electric Utility | NG | natural gas peaker | TRUE
56249 | Natural Gas Fired Combustion Turbine | GT | 56.5 | N | Electric Utility | NG | natural gas peaker | TRUE
56249 | Natural Gas Fired Combustion Turbine | GT | 56.5 | N | Electric Utility | NG | natural gas peaker | TRUE
56249 | Natural Gas Fired Combustion Turbine | GT | 56.5 | N | Electric Utility | NG | natural gas peaker | TRUE
56249 | Natural Gas Fired Combustion Turbine | GT | 56.5 | N | Electric Utility | NG | natural gas peaker | TRUE
56250 | Landfill Gas | IC | 0.8 | N | IPP Non-CHP | LFG | biomass | TRUE
56250 | Landfill Gas | IC | 1.6 | N | IPP Non-CHP | LFG | biomass | TRUE
56250 | Landfill Gas | IC | 1.6 | N | IPP Non-CHP | LFG | biomass | TRUE
56250 | Landfill Gas | IC | 0.8 | N | IPP Non-CHP | LFG | biomass | TRUE
56250 | Landfill Gas | IC | 0.8 | N | IPP Non-CHP | LFG | biomass | TRUE
56250 | Landfill Gas | IC | 0.8 | N | IPP Non-CHP | LFG | biomass | TRUE
56250 | Landfill Gas | IC | 0.8 | N | IPP Non-CHP | LFG | biomass | TRUE
56250 | Landfill Gas | IC | 0.8 | N | IPP Non-CHP | LFG | biomass | TRUE
56250 | Landfill Gas | IC | 0.8 | N | IPP Non-CHP | LFG | biomass | TRUE
56250 | Landfill Gas | IC | 0.8 | N | IPP Non-CHP | LFG | biomass | TRUE
56250 | Landfill Gas | IC | 1.6 | N | IPP Non-CHP | LFG | biomass | TRUE
56251 | Onshore Wind Turbine | WT | 160.5 | N | Electric Utility | WND | onshore wind | TRUE
56251 | Onshore Wind Turbine | WT | 22.5 | N | Electric Utility | WND | onshore wind | TRUE
56252 | Onshore Wind Turbine | WT | 150 | N | Electric Utility | WND | onshore wind | TRUE
56252 | Onshore Wind Turbine | WT | 35 | N | Electric Utility | WND | onshore wind | TRUE
56252 | Onshore Wind Turbine | WT | 15 | N | Electric Utility | WND | onshore wind | TRUE
56253 | Natural Gas Fired Combustion Turbine | GT | 36.8 | N | Electric Utility | NG | natural gas peaker | TRUE
56253 | Natural Gas Fired Combustion Turbine | GT | 36.8 | N | Electric Utility | NG | natural gas peaker | TRUE
56255 | Onshore Wind Turbine | WT | 149.4 | N | Electric Utility | WND | onshore wind | TRUE
56255 | Onshore Wind Turbine | WT | 7.2 | N | Electric Utility | WND | onshore wind | TRUE
56256 | Petroleum Liquids | IC | 2 | N | Electric Utility | DFO | petroleum | TRUE
56256 | Petroleum Liquids | IC | 2 | N | Electric Utility | DFO | petroleum | TRUE
56256 | Petroleum Liquids | IC | 2 | N | Electric Utility | DFO | petroleum | TRUE
56258 | All Other | GT | 26.6 | N | Electric Utility | OTH | other | TRUE
56259 | Natural Gas Fired Combined Cycle | CT | 155 | Y | IPP CHP | NG | natural gas nonpeaker | FALSE
56259 | Natural Gas Fired Combined Cycle | CT | 155 | Y | IPP CHP | NG | natural gas nonpeaker | FALSE
56259 | Natural Gas Fired Combined Cycle | CA | 270 | Y | IPP CHP | NG | natural gas nonpeaker | FALSE
56260 | Petroleum Liquids | IC | 1.8 | N | Electric Utility | DFO | petroleum | TRUE
56260 | Petroleum Liquids | IC | 1.8 | N | Electric Utility | DFO | petroleum | TRUE
56261 | Petroleum Liquids | IC | 1.8 | N | Electric Utility | DFO | petroleum | TRUE
56261 | Petroleum Liquids | IC | 1.8 | N | Electric Utility | DFO | petroleum | TRUE
56262 | Petroleum Liquids | IC | 1.8 | N | Electric Utility | DFO | petroleum | TRUE
56262 | Petroleum Liquids | IC | 1.8 | N | Electric Utility | DFO | petroleum | TRUE
56262 | Petroleum Liquids | IC | 1.8 | N | Electric Utility | DFO | petroleum | TRUE
56263 | Petroleum Liquids | IC | 1.8 | N | Electric Utility | DFO | petroleum | TRUE
56263 | Petroleum Liquids | IC | 1.8 | N | Electric Utility | DFO | petroleum | TRUE
56265 | Conventional Hydroelectric | HY | 1.9 | N | Electric Utility | WAT | hydro | TRUE
56266 | Petroleum Liquids | IC | 1.1 | N | Electric Utility | DFO | petroleum | TRUE
56269 | Petroleum Liquids | IC | 1.8 | N | Electric Utility | DFO | petroleum | TRUE
56269 | Petroleum Liquids | IC | 1.8 | N | Electric Utility | DFO | petroleum | TRUE
56270 | Onshore Wind Turbine | WT | 114 | N | IPP Non-CHP | WND | onshore wind | TRUE
56271 | Onshore Wind Turbine | WT | 18 | N | IPP Non-CHP | WND | onshore wind | TRUE
56273 | Onshore Wind Turbine | WT | 106.5 | N | IPP Non-CHP | WND | onshore wind | TRUE
56273 | Onshore Wind Turbine | WT | 40.5 | N | IPP Non-CHP | WND | onshore wind | TRUE
56274 | Petroleum Liquids | IC | 0.5 | N | IPP Non-CHP | DFO | petroleum | TRUE
56274 | Petroleum Liquids | IC | 0.5 | N | IPP Non-CHP | DFO | petroleum | TRUE
56274 | Petroleum Liquids | IC | 0.5 | N | IPP Non-CHP | DFO | petroleum | TRUE
56275 | Onshore Wind Turbine | WT | 2.4 | N | IPP Non-CHP | WND | onshore wind | TRUE
56276 | Onshore Wind Turbine | WT | 1.6 | N | IPP Non-CHP | WND | onshore wind | TRUE
56277 | Landfill Gas | IC | 0.8 | N | Electric Utility | LFG | biomass | TRUE
56277 | Landfill Gas | IC | 0.8 | N | Electric Utility | LFG | biomass | TRUE
56277 | Landfill Gas | IC | 0.8 | N | Electric Utility | LFG | biomass | TRUE
56277 | Landfill Gas | IC | 0.8 | N | Electric Utility | LFG | biomass | TRUE
56278 | Landfill Gas | IC | 0.8 | N | Electric Utility | LFG | biomass | TRUE
56278 | Landfill Gas | IC | 0.8 | N | Electric Utility | LFG | biomass | TRUE
56278 | Landfill Gas | IC | 0.8 | N | Electric Utility | LFG | biomass | TRUE
56279 | Landfill Gas | IC | 0.8 | N | Electric Utility | LFG | biomass | TRUE
56279 | Landfill Gas | IC | 0.8 | N | Electric Utility | LFG | biomass | TRUE
56279 | Landfill Gas | IC | 0.8 | N | Electric Utility | LFG | biomass | TRUE
56279 | Landfill Gas | IC | 0.8 | N | Electric Utility | LFG | biomass | TRUE
56279 | Landfill Gas | IC | 0.8 | N | Electric Utility | LFG | biomass | TRUE
56280 | Landfill Gas | IC | 0.8 | N | Electric Utility | LFG | biomass | TRUE
56280 | Landfill Gas | IC | 0.8 | N | Electric Utility | LFG | biomass | TRUE
56280 | Landfill Gas | IC | 0.8 | N | Electric Utility | LFG | biomass | TRUE
56283 | Natural Gas Fired Combustion Turbine | GT | 47 | N | Electric Utility | NG | natural gas peaker | TRUE
56283 | Natural Gas Fired Combustion Turbine | GT | 47 | N | Electric Utility | NG | natural gas peaker | TRUE
56284 | Other Gases | ST | 5.3 | N | Industrial Non-CHP | OG | other | FALSE
56288 | Petroleum Liquids | IC | 2 | N | Commercial Non-CHP | DFO | petroleum | FALSE
56289 | Petroleum Liquids | IC | 2 | N | Commercial Non-CHP | DFO | petroleum | FALSE
56290 | Onshore Wind Turbine | WT | 137 | N | IPP Non-CHP | WND | onshore wind | TRUE
56290 | Onshore Wind Turbine | WT | 61 | N | IPP Non-CHP | WND | onshore wind | TRUE
56290 | Onshore Wind Turbine | WT | 33 | N | IPP Non-CHP | WND | onshore wind | TRUE
56290 | Onshore Wind Turbine | WT | 91 | N | IPP Non-CHP | WND | onshore wind | TRUE
56291 | Onshore Wind Turbine | WT | 213 | N | IPP Non-CHP | WND | onshore wind | TRUE
56291 | Onshore Wind Turbine | WT | 223.5 | N | IPP Non-CHP | WND | onshore wind | TRUE
56291 | Onshore Wind Turbine | WT | 299 | N | IPP Non-CHP | WND | onshore wind | TRUE
56292 | Natural Gas Fired Combustion Turbine | GT | 56.5 | N | Electric Utility | NG | natural gas peaker | TRUE
56292 | Natural Gas Fired Combustion Turbine | GT | 56.5 | N | Electric Utility | NG | natural gas peaker | TRUE
56292 | Natural Gas Fired Combustion Turbine | GT | 56.5 | N | Electric Utility | NG | natural gas peaker | TRUE
56292 | Natural Gas Fired Combustion Turbine | GT | 56.5 | N | Electric Utility | NG | natural gas peaker | TRUE
56292 | Natural Gas Fired Combustion Turbine | GT | 56.5 | N | Electric Utility | NG | natural gas peaker | TRUE
56292 | Natural Gas Fired Combustion Turbine | GT | 56.5 | N | Electric Utility | NG | natural gas peaker | TRUE
56293 | Onshore Wind Turbine | WT | 60 | N | IPP Non-CHP | WND | onshore wind | TRUE
56293 | Onshore Wind Turbine | WT | 20 | N | IPP Non-CHP | WND | onshore wind | TRUE
56294 | All Other | OT | 11.2 | N | Industrial Non-CHP | WH | other | FALSE
56295 | Onshore Wind Turbine | WT | 50 | N | IPP Non-CHP | WND | onshore wind | TRUE
56296 | Onshore Wind Turbine | WT | 100.5 | N | IPP Non-CHP | WND | onshore wind | TRUE
56297 | Onshore Wind Turbine | WT | 53 | N | IPP Non-CHP | WND | onshore wind | TRUE
56298 | Natural Gas Fired Combined Cycle | CT | 38 | N | Electric Utility | NG | natural gas nonpeaker | TRUE
56298 | Natural Gas Fired Combined Cycle | CT | 38 | N | Electric Utility | NG | natural gas nonpeaker | TRUE
56298 | Natural Gas Fired Combined Cycle | CA | 75 | N | Electric Utility | NG | natural gas nonpeaker | TRUE
56299 | Onshore Wind Turbine | WT | 24 | N | IPP Non-CHP | WND | onshore wind | TRUE
56300 | Onshore Wind Turbine | WT | 7.5 | N | IPP Non-CHP | WND | onshore wind | TRUE
56301 | Onshore Wind Turbine | WT | 64.5 | N | IPP Non-CHP | WND | onshore wind | TRUE
56302 | Onshore Wind Turbine | WT | 60 | N | IPP Non-CHP | WND | onshore wind | TRUE
56303 | Onshore Wind Turbine | WT | 150 | N | IPP Non-CHP | WND | onshore wind | TRUE
56304 | Onshore Wind Turbine | WT | 120 | N | IPP Non-CHP | WND | onshore wind | TRUE
56307 | Onshore Wind Turbine | WT | 14 | N | IPP Non-CHP | WND | onshore wind | TRUE
56307 | Onshore Wind Turbine | WT | 10 | N | IPP Non-CHP | WND | onshore wind | TRUE
56308 | Onshore Wind Turbine | WT | 10.5 | N | IPP Non-CHP | WND | onshore wind | TRUE
56309 | Natural Gas Fired Combined Cycle | CS | 4.8 | Y | IPP CHP | NG | natural gas nonpeaker | FALSE
56309 | Natural Gas Fired Combined Cycle | CS | 5 | Y | IPP CHP | NG | natural gas nonpeaker | FALSE
56309 | Petroleum Liquids | IC | 1 | N | IPP CHP | DFO | petroleum | FALSE
56309 | Natural Gas Fired Combined Cycle | CA | 18 | Y | IPP CHP | NG | natural gas nonpeaker | FALSE
56309 | Natural Gas Steam Turbine | ST | 1.5 | Y | IPP CHP | NG | natural gas peaker | FALSE
56309 | Natural Gas Steam Turbine | ST | 1.5 | Y | IPP CHP | NG | natural gas peaker | FALSE
56311 | Onshore Wind Turbine | WT | 135 | N | IPP Non-CHP | WND | onshore wind | TRUE
56312 | Other Gases | GT | 35.6 | Y | Industrial CHP | OG | other | FALSE
56312 | Other Gases | GT | 35.6 | Y | Industrial CHP | OG | other | FALSE
56312 | Other Gases | GT | 35.6 | Y | Industrial CHP | OG | other | FALSE
56313 | Conventional Hydroelectric | HY | 0.5 | N | Industrial Non-CHP | WAT | hydro | FALSE
56313 | Conventional Hydroelectric | HY | 0.5 | N | Industrial Non-CHP | WAT | hydro | FALSE
56313 | Conventional Hydroelectric | HY | 0.5 | N | Industrial Non-CHP | WAT | hydro | FALSE
56314 | Conventional Hydroelectric | HY | 0.2 | N | Industrial Non-CHP | WAT | hydro | FALSE
56314 | Conventional Hydroelectric | HY | 0.2 | N | Industrial Non-CHP | WAT | hydro | FALSE
56314 | Conventional Hydroelectric | HY | 0.2 | N | Industrial Non-CHP | WAT | hydro | FALSE
56317 | Geothermal | BT | 10 | N | IPP Non-CHP | GEO | geothermal | TRUE
56318 | Landfill Gas | IC | 1 | N | IPP Non-CHP | LFG | biomass | TRUE
56318 | Landfill Gas | IC | 1 | N | IPP Non-CHP | LFG | biomass | TRUE
56319 | Conventional Steam Coal | ST | 90 | N | Electric Utility | SUB | hard coal | TRUE
56320 | Onshore Wind Turbine | WT | 60 | N | IPP Non-CHP | WND | onshore wind | TRUE
56321 | Geothermal | BT | 7.8 | N | IPP Non-CHP | GEO | geothermal | TRUE
56321 | Geothermal | BT | 7.8 | N | IPP Non-CHP | GEO | geothermal | TRUE
56322 | Onshore Wind Turbine | WT | 228.6 | N | Electric Utility | WND | onshore wind | TRUE
56322 | Onshore Wind Turbine | WT | 44 | N | Electric Utility | WND | onshore wind | TRUE
56322 | Solar Photovoltaic | PV | 0.5 | N | Electric Utility | SUN | solar PV | TRUE
56323 | Landfill Gas | IC | 1.6 | N | IPP Non-CHP | LFG | biomass | TRUE
56323 | Landfill Gas | IC | 1.6 | N | IPP Non-CHP | LFG | biomass | TRUE
56323 | Landfill Gas | IC | 1.6 | N | IPP Non-CHP | LFG | biomass | TRUE
56323 | Landfill Gas | IC | 1.6 | N | IPP Non-CHP | LFG | biomass | TRUE
56324 | Landfill Gas | IC | 1.6 | N | IPP Non-CHP | LFG | biomass | TRUE
56324 | Landfill Gas | IC | 1.6 | N | IPP Non-CHP | LFG | biomass | TRUE
56324 | Landfill Gas | IC | 1.6 | N | IPP Non-CHP | LFG | biomass | TRUE
56325 | Petroleum Liquids | GT | 23.1 | N | Electric Utility | DFO | petroleum | TRUE
56326 | Natural Gas Fired Combustion Turbine | GT | 148.9 | N | Electric Utility | NG | natural gas peaker | TRUE
56326 | Natural Gas Fired Combustion Turbine | GT | 149.4 | N | Electric Utility | NG | natural gas peaker | TRUE
56326 | Natural Gas Fired Combustion Turbine | GT | 160 | N | Electric Utility | NG | natural gas peaker | TRUE
56327 | Landfill Gas | IC | 0.8 | N | Electric Utility | LFG | biomass | TRUE
56327 | Landfill Gas | IC | 0.8 | N | Electric Utility | LFG | biomass | TRUE
56327 | Landfill Gas | IC | 0.8 | N | Electric Utility | LFG | biomass | TRUE
56327 | Landfill Gas | IC | 0.8 | N | Electric Utility | LFG | biomass | TRUE
56328 | Natural Gas Fired Combustion Turbine | GT | 75 | N | Electric Utility | NG | natural gas peaker | TRUE
56328 | Natural Gas Fired Combustion Turbine | GT | 75 | N | Electric Utility | NG | natural gas peaker | TRUE
56328 | Natural Gas Fired Combustion Turbine | GT | 72 | N | Electric Utility | NG | natural gas peaker | TRUE
56328 | Natural Gas Fired Combustion Turbine | GT | 72 | N | Electric Utility | NG | natural gas peaker | TRUE
56329 | Other Waste Biomass | GT | 113 | N | Electric Utility | OBL | biomass | TRUE
56333 | Conventional Hydroelectric | HY | 40 | N | IPP Non-CHP | WAT | hydro | TRUE
56333 | Conventional Hydroelectric | HY | 40 | N | IPP Non-CHP | WAT | hydro | TRUE
56335 | Onshore Wind Turbine | WT | 151 | N | IPP Non-CHP | WND | onshore wind | TRUE
56336 | Onshore Wind Turbine | WT | 90 | N | IPP Non-CHP | WND | onshore wind | TRUE
56337 | Onshore Wind Turbine | WT | 241 | N | IPP Non-CHP | WND | onshore wind | TRUE
56338 | Onshore Wind Turbine | WT | 198 | N | IPP Non-CHP | WND | onshore wind | TRUE
56339 | Petroleum Liquids | IC | 1.8 | N | Electric Utility | DFO | petroleum | TRUE
56340 | Petroleum Liquids | IC | 1.8 | N | Electric Utility | DFO | petroleum | TRUE
56341 | Petroleum Liquids | IC | 1.8 | N | Electric Utility | DFO | petroleum | TRUE
56342 | Petroleum Liquids | IC | 1.8 | N | Electric Utility | DFO | petroleum | TRUE
56343 | Petroleum Liquids | IC | 1.8 | N | Electric Utility | DFO | petroleum | TRUE
56344 | Petroleum Liquids | IC | 1.8 | N | Electric Utility | DFO | petroleum | TRUE
56345 | Petroleum Liquids | IC | 1.8 | N | Electric Utility | DFO | petroleum | TRUE
56346 | Natural Gas Internal Combustion Engine | IC | 1.2 | N | Electric Utility | NG | natural gas peaker | TRUE
56346 | Natural Gas Internal Combustion Engine | IC | 1.2 | N | Electric Utility | NG | natural gas peaker | TRUE
56346 | Natural Gas Internal Combustion Engine | IC | 1.2 | N | Electric Utility | NG | natural gas peaker | TRUE
56346 | Natural Gas Internal Combustion Engine | IC | 1.2 | N | Electric Utility | NG | natural gas peaker | TRUE
56346 | Natural Gas Internal Combustion Engine | IC | 1.2 | N | Electric Utility | NG | natural gas peaker | TRUE
56346 | Natural Gas Internal Combustion Engine | IC | 1.2 | N | Electric Utility | NG | natural gas peaker | TRUE
56346 | Natural Gas Internal Combustion Engine | IC | 1.2 | N | Electric Utility | NG | natural gas peaker | TRUE
56347 | Onshore Wind Turbine | WT | 67.7 | N | Electric Utility | WND | onshore wind | TRUE
56348 | Petroleum Liquids | IC | 2 | N | Electric Utility | DFO | petroleum | TRUE
56348 | Petroleum Liquids | IC | 2 | N | Electric Utility | DFO | petroleum | TRUE
56349 | Natural Gas Fired Combined Cycle | CT | 72 | N | IPP Non-CHP | NG | natural gas nonpeaker | TRUE
56349 | Natural Gas Fired Combined Cycle | CT | 72 | N | IPP Non-CHP | NG | natural gas nonpeaker | TRUE
56349 | Natural Gas Fired Combined Cycle | CT | 70 | N | IPP Non-CHP | NG | natural gas nonpeaker | TRUE
56349 | Natural Gas Fired Combined Cycle | CT | 70 | N | IPP Non-CHP | NG | natural gas nonpeaker | TRUE
56349 | Natural Gas Fired Combined Cycle | CA | 98 | N | IPP Non-CHP | NG | natural gas nonpeaker | TRUE
56349 | Natural Gas Fired Combined Cycle | CA | 100 | N | IPP Non-CHP | NG | natural gas nonpeaker | TRUE
56350 | Natural Gas Fired Combined Cycle | CT | 75 | N | IPP Non-CHP | NG | natural gas nonpeaker | TRUE
56350 | Natural Gas Fired Combined Cycle | CT | 75 | N | IPP Non-CHP | NG | natural gas nonpeaker | TRUE
56350 | Natural Gas Fired Combined Cycle | CT | 75 | N | IPP Non-CHP | NG | natural gas nonpeaker | TRUE
56350 | Natural Gas Fired Combined Cycle | CT | 75 | N | IPP Non-CHP | NG | natural gas nonpeaker | TRUE
56350 | Natural Gas Fired Combined Cycle | CA | 105 | N | IPP Non-CHP | NG | natural gas nonpeaker | TRUE
56350 | Natural Gas Fired Combined Cycle | CA | 105 | N | IPP Non-CHP | NG | natural gas nonpeaker | TRUE
56351 | Onshore Wind Turbine | WT | 100.5 | N | Electric Utility | WND | onshore wind | TRUE
56351 | Onshore Wind Turbine | WT | 48 | N | Electric Utility | WND | onshore wind | TRUE
56355 | Onshore Wind Turbine | WT | 199.7 | N | Electric Utility | WND | onshore wind | TRUE
56356 | Natural Gas Fired Combined Cycle | CT | 21 | Y | Electric Utility | NG | natural gas nonpeaker | TRUE
56356 | Natural Gas Fired Combined Cycle | CA | 7 | Y | Electric Utility | NG | natural gas nonpeaker | TRUE
56357 | Onshore Wind Turbine | WT | 18 | N | IPP Non-CHP | WND | onshore wind | TRUE
56357 | Onshore Wind Turbine | WT | 31.5 | N | IPP Non-CHP | WND | onshore wind | TRUE
56358 | Wood/Wood Waste Biomass | ST | 2.5 | N | IPP Non-CHP | WDS | biomass | TRUE
56359 | Onshore Wind Turbine | WT | 75 | N | IPP Non-CHP | WND | onshore wind | TRUE
56360 | Onshore Wind Turbine | WT | 100.5 | N | Electric Utility | WND | onshore wind | TRUE
56361 | Onshore Wind Turbine | WT | 199 | N | IPP Non-CHP | WND | onshore wind | TRUE
56362 | Onshore Wind Turbine | WT | 150 | N | IPP Non-CHP | WND | onshore wind | TRUE
56363 | Petroleum Liquids | IC | 1.2 | N | Electric Utility | DFO | petroleum | TRUE
56364 | Petroleum Liquids | IC | 1.2 | N | Electric Utility | DFO | petroleum | TRUE
56365 | Petroleum Liquids | IC | 1.2 | N | Electric Utility | DFO | petroleum | TRUE
56367 | Petroleum Liquids | IC | 1.8 | N | Electric Utility | DFO | petroleum | TRUE
56367 | Petroleum Liquids | IC | 1.8 | N | Electric Utility | DFO | petroleum | TRUE
56367 | Petroleum Liquids | IC | 1.8 | N | Electric Utility | DFO | petroleum | TRUE
56368 | Petroleum Liquids | IC | 1.7 | N | Electric Utility | DFO | petroleum | TRUE
56369 | Onshore Wind Turbine | WT | 34.5 | N | IPP Non-CHP | WND | onshore wind | TRUE
56371 | Onshore Wind Turbine | WT | 300 | N | IPP Non-CHP | WND | onshore wind | TRUE
56372 | Onshore Wind Turbine | WT | 80.5 | N | IPP Non-CHP | WND | onshore wind | TRUE
56374 | Natural Gas Fired Combustion Turbine | GT | 3.7 | Y | Electric Utility | NG | natural gas peaker | TRUE
56374 | Petroleum Liquids | IC | 1.5 | N | Electric Utility | DFO | petroleum | TRUE
56376 | Onshore Wind Turbine | WT | 1.7 | N | Electric Utility | WND | onshore wind | TRUE
56377 | Onshore Wind Turbine | WT | 135 | N | IPP Non-CHP | WND | onshore wind | TRUE
56378 | Onshore Wind Turbine | WT | 21 | N | IPP Non-CHP | WND | onshore wind | TRUE
56379 | Onshore Wind Turbine | WT | 99 | N | Electric Utility | WND | onshore wind | TRUE
56380 | Onshore Wind Turbine | WT | 120 | N | Electric Utility | WND | onshore wind | TRUE
56383 | Onshore Wind Turbine | WT | 80 | N | IPP Non-CHP | WND | onshore wind | TRUE
56386 | Onshore Wind Turbine | WT | 3.8 | N | Electric Utility | WND | onshore wind | TRUE
56391 | Onshore Wind Turbine | WT | 21 | N | Electric Utility | WND | onshore wind | TRUE
56392 | Onshore Wind Turbine | WT | 50.6 | N | IPP Non-CHP | WND | onshore wind | TRUE
56394 | Onshore Wind Turbine | WT | 124.2 | N | IPP Non-CHP | WND | onshore wind | TRUE
56395 | Onshore Wind Turbine | WT | 200 | N | IPP Non-CHP | WND | onshore wind | TRUE
56397 | Natural Gas Fired Combustion Turbine | GT | 45 | N | IPP Non-CHP | NG | natural gas peaker | TRUE
56399 | Onshore Wind Turbine | WT | 24 | N | IPP Non-CHP | WND | onshore wind | TRUE
56400 | Natural Gas Fired Combined Cycle | CT | 158.8 | N | Electric Utility | NG | natural gas nonpeaker | TRUE
56400 | Natural Gas Fired Combined Cycle | CA | 159.2 | N | Electric Utility | NG | natural gas nonpeaker | TRUE
56404 | Landfill Gas | IC | 3 | N | Electric Utility | LFG | biomass | TRUE
56405 | Solar Thermal without Energy Storage | ST | 68.5 | N | IPP Non-CHP | SUN | solar thermal | TRUE
56406 | Wood/Wood Waste Biomass | ST | 24.6 | Y | Industrial CHP | WDS | biomass | FALSE
56407 | Natural Gas Fired Combined Cycle | CT | 232 | N | Electric Utility | NG | natural gas nonpeaker | TRUE
56407 | Natural Gas Fired Combined Cycle | CT | 232 | N | Electric Utility | NG | natural gas nonpeaker | TRUE
56407 | Natural Gas Fired Combined Cycle | CT | 232 | N | Electric Utility | NG | natural gas nonpeaker | TRUE
56407 | Natural Gas Fired Combined Cycle | CA | 523 | N | Electric Utility | NG | natural gas nonpeaker | TRUE
56407 | Natural Gas Fired Combined Cycle | CT | 232 | N | Electric Utility | NG | natural gas nonpeaker | TRUE
56407 | Natural Gas Fired Combined Cycle | CT | 232 | N | Electric Utility | NG | natural gas nonpeaker | TRUE
56407 | Natural Gas Fired Combined Cycle | CT | 232 | N | Electric Utility | NG | natural gas nonpeaker | TRUE
56407 | Natural Gas Fired Combined Cycle | CA | 523 | N | Electric Utility | NG | natural gas nonpeaker | TRUE
56407 | Natural Gas Fired Combined Cycle | CT | 232 | N | Electric Utility | NG | natural gas nonpeaker | TRUE
56407 | Natural Gas Fired Combined Cycle | CT | 244 | N | Electric Utility | NG | natural gas nonpeaker | TRUE
56407 | Natural Gas Fired Combined Cycle | CT | 232 | N | Electric Utility | NG | natural gas nonpeaker | TRUE
56407 | Natural Gas Fired Combined Cycle | CA | 523 | N | Electric Utility | NG | natural gas nonpeaker | TRUE
56408 | Onshore Wind Turbine | WT | 8.4 | N | IPP Non-CHP | WND | onshore wind | TRUE
56409 | Onshore Wind Turbine | WT | 1.7 | N | IPP Non-CHP | WND | onshore wind | TRUE
56410 | Onshore Wind Turbine | WT | 1.7 | N | IPP Non-CHP | WND | onshore wind | TRUE
56411 | Onshore Wind Turbine | WT | 1.7 | N | IPP Non-CHP | WND | onshore wind | TRUE
56412 | Onshore Wind Turbine | WT | 1.7 | N | IPP Non-CHP | WND | onshore wind | TRUE
56413 | Onshore Wind Turbine | WT | 1.7 | N | IPP Non-CHP | WND | onshore wind | TRUE
56414 | Onshore Wind Turbine | WT | 1.7 | N | Electric Utility | WND | onshore wind | TRUE
56414 | Onshore Wind Turbine | WT | 1.7 | N | Electric Utility | WND | onshore wind | TRUE
56415 | Onshore Wind Turbine | WT | 0.9 | N | Electric Utility | WND | onshore wind | TRUE
56415 | Onshore Wind Turbine | WT | 0.9 | N | Electric Utility | WND | onshore wind | TRUE
56415 | Onshore Wind Turbine | WT | 1.7 | N | Electric Utility | WND | onshore wind | TRUE
56415 | Onshore Wind Turbine | WT | 1.7 | N | Electric Utility | WND | onshore wind | TRUE
56416 | Onshore Wind Turbine | WT | 69 | N | IPP Non-CHP | WND | onshore wind | TRUE
56417 | Landfill Gas | IC | 1.8 | N | IPP Non-CHP | LFG | biomass | TRUE
56417 | Landfill Gas | IC | 1.8 | N | IPP Non-CHP | LFG | biomass | TRUE
56418 | Landfill Gas | IC | 1.8 | N | IPP Non-CHP | LFG | biomass | TRUE
56418 | Landfill Gas | IC | 1.8 | N | IPP Non-CHP | LFG | biomass | TRUE
56419 | Landfill Gas | IC | 1.1 | N | IPP Non-CHP | LFG | biomass | TRUE
56419 | Landfill Gas | IC | 1.1 | N | IPP Non-CHP | LFG | biomass | TRUE
56419 | Landfill Gas | IC | 1.1 | N | IPP Non-CHP | LFG | biomass | TRUE
56420 | Petroleum Liquids | IC | 1.1 | N | Electric Utility | DFO | petroleum | TRUE
56420 | Petroleum Liquids | IC | 1.1 | N | Electric Utility | DFO | petroleum | TRUE
56421 | Petroleum Liquids | IC | 1.8 | N | Electric Utility | DFO | petroleum | TRUE
56422 | Petroleum Liquids | IC | 1.1 | N | Electric Utility | DFO | petroleum | TRUE
56423 | Petroleum Liquids | IC | 1.8 | N | Electric Utility | DFO | petroleum | TRUE
56424 | Onshore Wind Turbine | WT | 98.9 | N | IPP Non-CHP | WND | onshore wind | TRUE
56426 | Landfill Gas | IC | 2 | N | IPP Non-CHP | LFG | biomass | TRUE
56426 | Landfill Gas | IC | 1.9 | N | IPP Non-CHP | LFG | biomass | TRUE
56426 | Landfill Gas | IC | 1.9 | N | IPP Non-CHP | LFG | biomass | TRUE
56426 | Landfill Gas | IC | 1.9 | N | IPP Non-CHP | LFG | biomass | TRUE
56427 | Landfill Gas | IC | 1 | N | IPP Non-CHP | LFG | biomass | TRUE
56427 | Landfill Gas | IC | 1 | N | IPP Non-CHP | LFG | biomass | TRUE
56427 | Landfill Gas | IC | 1 | N | IPP Non-CHP | LFG | biomass | TRUE
56428 | Landfill Gas | IC | 1 | N | IPP Non-CHP | LFG | biomass | TRUE
56428 | Landfill Gas | IC | 1 | N | IPP Non-CHP | LFG | biomass | TRUE
56428 | Landfill Gas | IC | 1 | N | IPP Non-CHP | LFG | biomass | TRUE
56429 | Landfill Gas | IC | 1 | N | IPP Non-CHP | LFG | biomass | TRUE
56429 | Landfill Gas | IC | 1 | N | IPP Non-CHP | LFG | biomass | TRUE
56429 | Landfill Gas | IC | 1 | N | IPP Non-CHP | LFG | biomass | TRUE
56429 | Landfill Gas | IC | 1 | N | IPP Non-CHP | LFG | biomass | TRUE
56429 | Landfill Gas | IC | 1 | N | IPP Non-CHP | LFG | biomass | TRUE
56430 | Landfill Gas | IC | 1 | N | IPP Non-CHP | LFG | biomass | TRUE
56430 | Landfill Gas | IC | 1 | N | IPP Non-CHP | LFG | biomass | TRUE
56430 | Landfill Gas | IC | 1 | N | IPP Non-CHP | LFG | biomass | TRUE
56430 | Landfill Gas | IC | 1 | N | IPP Non-CHP | LFG | biomass | TRUE
56430 | Landfill Gas | IC | 1 | N | IPP Non-CHP | LFG | biomass | TRUE
56432 | Onshore Wind Turbine | WT | 161 | N | IPP Non-CHP | WND | onshore wind | TRUE
56433 | Onshore Wind Turbine | WT | 135 | N | Electric Utility | WND | onshore wind | TRUE
56434 | Onshore Wind Turbine | WT | 13.5 | N | IPP Non-CHP | WND | onshore wind | TRUE
56435 | Onshore Wind Turbine | WT | 12 | N | IPP Non-CHP | WND | onshore wind | TRUE
56437 | Onshore Wind Turbine | WT | 19.5 | N | IPP Non-CHP | WND | onshore wind | TRUE
56439 | Onshore Wind Turbine | WT | 13.5 | N | IPP Non-CHP | WND | onshore wind | TRUE
56440 | Onshore Wind Turbine | WT | 10.5 | N | IPP Non-CHP | WND | onshore wind | TRUE
56441 | Onshore Wind Turbine | WT | 21 | N | IPP Non-CHP | WND | onshore wind | TRUE
56442 | Onshore Wind Turbine | WT | 12 | N | IPP Non-CHP | WND | onshore wind | TRUE
56443 | Onshore Wind Turbine | WT | 10.5 | N | IPP Non-CHP | WND | onshore wind | TRUE
56445 | Natural Gas Fired Combustion Turbine | GT | 135 | N | IPP Non-CHP | NG | natural gas peaker | TRUE
56445 | Natural Gas Fired Combustion Turbine | GT | 135 | N | IPP Non-CHP | NG | natural gas peaker | TRUE
56446 | Onshore Wind Turbine | WT | 38 | N | IPP Non-CHP | WND | onshore wind | TRUE
56447 | Onshore Wind Turbine | WT | 10.6 | N | IPP Non-CHP | WND | onshore wind | TRUE
56448 | Onshore Wind Turbine | WT | 42 | N | IPP Non-CHP | WND | onshore wind | TRUE
56449 | Onshore Wind Turbine | WT | 30 | N | IPP Non-CHP | WND | onshore wind | TRUE
56450 | Onshore Wind Turbine | WT | 80 | N | IPP Non-CHP | WND | onshore wind | TRUE
56451 | Onshore Wind Turbine | WT | 80 | N | IPP Non-CHP | WND | onshore wind | TRUE
56456 | Conventional Steam Coal | ST | 670 | N | IPP Non-CHP | SUB | hard coal | TRUE
56457 | Onshore Wind Turbine | WT | 84 | N | IPP Non-CHP | WND | onshore wind | TRUE
56458 | Natural Gas Fired Combined Cycle | CT | 156.5 | N | IPP Non-CHP | NG | natural gas nonpeaker | TRUE
56458 | Natural Gas Fired Combined Cycle | CT | 156.9 | N | IPP Non-CHP | NG | natural gas nonpeaker | TRUE
56458 | Natural Gas Fired Combined Cycle | CA | 235.6 | N | IPP Non-CHP | NG | natural gas nonpeaker | TRUE
56459 | Onshore Wind Turbine | WT | 150 | N | IPP Non-CHP | WND | onshore wind | TRUE
56460 | Onshore Wind Turbine | WT | 75 | N | IPP Non-CHP | WND | onshore wind | TRUE
56461 | Landfill Gas | IC | 1.5 | N | Commercial Non-CHP | LFG | biomass | FALSE
56461 | Landfill Gas | IC | 1.5 | N | Commercial Non-CHP | LFG | biomass | FALSE
56462 | Natural Gas Internal Combustion Engine | IC | 5.4 | N | Electric Utility | NG | natural gas peaker | TRUE
56462 | Natural Gas Internal Combustion Engine | IC | 5.4 | N | Electric Utility | NG | natural gas peaker | TRUE
56462 | Natural Gas Internal Combustion Engine | IC | 5.4 | N | Electric Utility | NG | natural gas peaker | TRUE
56462 | Natural Gas Internal Combustion Engine | IC | 5.4 | N | Electric Utility | NG | natural gas peaker | TRUE
56462 | Natural Gas Internal Combustion Engine | IC | 5.4 | N | Electric Utility | NG | natural gas peaker | TRUE
56463 | Landfill Gas | IC | 0.8 | N | Electric Utility | LFG | biomass | TRUE
56463 | Landfill Gas | IC | 0.8 | N | Electric Utility | LFG | biomass | TRUE
56463 | Landfill Gas | IC | 0.8 | N | Electric Utility | LFG | biomass | TRUE
56463 | Landfill Gas | IC | 0.8 | N | Electric Utility | LFG | biomass | TRUE
56464 | Landfill Gas | IC | 0.8 | N | Electric Utility | LFG | biomass | TRUE
56464 | Landfill Gas | IC | 0.8 | N | Electric Utility | LFG | biomass | TRUE
56464 | Landfill Gas | IC | 0.8 | N | Electric Utility | LFG | biomass | TRUE
56464 | Landfill Gas | IC | 0.8 | N | Electric Utility | LFG | biomass | TRUE
56465 | Landfill Gas | IC | 0.8 | N | Electric Utility | LFG | biomass | TRUE
56465 | Landfill Gas | IC | 0.8 | N | Electric Utility | LFG | biomass | TRUE
56465 | Landfill Gas | IC | 0.8 | N | Electric Utility | LFG | biomass | TRUE
56465 | Landfill Gas | IC | 0.8 | N | Electric Utility | LFG | biomass | TRUE
56465 | Landfill Gas | IC | 0.8 | N | Electric Utility | LFG | biomass | TRUE
56465 | Landfill Gas | IC | 0.8 | N | Electric Utility | LFG | biomass | TRUE
56465 | Landfill Gas | IC | 0.8 | N | Electric Utility | LFG | biomass | TRUE
56465 | Landfill Gas | IC | 0.8 | N | Electric Utility | LFG | biomass | TRUE
56466 | Onshore Wind Turbine | WT | 140.4 | N | Electric Utility | WND | onshore wind | TRUE
56466 | Onshore Wind Turbine | WT | 70.2 | N | Electric Utility | WND | onshore wind | TRUE
56467 | Natural Gas Fired Combined Cycle | CT | 185 | N | IPP Non-CHP | NG | natural gas nonpeaker | TRUE
56467 | Natural Gas Fired Combined Cycle | CT | 185 | N | IPP Non-CHP | NG | natural gas nonpeaker | TRUE
56467 | Natural Gas Fired Combined Cycle | CA | 245 | N | IPP Non-CHP | NG | natural gas nonpeaker | TRUE
56468 | Onshore Wind Turbine | WT | 221 | N | IPP Non-CHP | WND | onshore wind | TRUE
56468 | Onshore Wind Turbine | WT | 76.5 | N | IPP Non-CHP | WND | onshore wind | TRUE
56469 | Wood/Wood Waste Biomass | ST | 9 | Y | Industrial CHP | WDS | biomass | FALSE
56470 | Onshore Wind Turbine | WT | 26 | N | IPP Non-CHP | WND | onshore wind | TRUE
56471 | Natural Gas Fired Combustion Turbine | GT | 49 | N | Electric Utility | NG | natural gas peaker | TRUE
56472 | Natural Gas Fired Combustion Turbine | GT | 49 | N | Electric Utility | NG | natural gas peaker | TRUE
56473 | Natural Gas Fired Combustion Turbine | GT | 49 | N | Electric Utility | NG | natural gas peaker | TRUE
56474 | Natural Gas Fired Combustion Turbine | GT | 49 | N | Electric Utility | NG | natural gas peaker | TRUE
56475 | Natural Gas Fired Combustion Turbine | GT | 49 | N | Electric Utility | NG | natural gas peaker | TRUE
56476 | Natural Gas Fired Combined Cycle | CT | 177 | N | Electric Utility | NG | natural gas nonpeaker | TRUE
56476 | Natural Gas Fired Combined Cycle | CT | 177 | N | Electric Utility | NG | natural gas nonpeaker | TRUE
56476 | Natural Gas Fired Combined Cycle | CA | 209.4 | N | Electric Utility | NG | natural gas nonpeaker | TRUE
56478 | Natural Gas Fired Combustion Turbine | GT | 11.3 | Y | Electric Utility | NG | natural gas peaker | TRUE
56479 | Onshore Wind Turbine | WT | 90 | N | IPP Non-CHP | WND | onshore wind | TRUE
56480 | Natural Gas Fired Combustion Turbine | GT | 53.3 | N | Electric Utility | NG | natural gas peaker | TRUE
56481 | Solar Photovoltaic | PV | 1 | N | IPP Non-CHP | SUN | solar PV | TRUE
56481 | Solar Photovoltaic | PV | 6.7 | N | IPP Non-CHP | SUN | solar PV | TRUE
56482 | Natural Gas Fired Combustion Turbine | GT | 45 | N | Electric Utility | NG | natural gas peaker | TRUE
56482 | Natural Gas Fired Combustion Turbine | GT | 45 | N | Electric Utility | NG | natural gas peaker | TRUE
56483 | Onshore Wind Turbine | WT | 200 | N | IPP Non-CHP | WND | onshore wind | TRUE
56484 | Onshore Wind Turbine | WT | 232.5 | N | IPP Non-CHP | WND | onshore wind | TRUE
56485 | Onshore Wind Turbine | WT | 125.4 | N | Electric Utility | WND | onshore wind | TRUE
56485 | Onshore Wind Turbine | WT | 163.3 | N | Electric Utility | WND | onshore wind | TRUE
56485 | Onshore Wind Turbine | WT | 161 | N | Electric Utility | WND | onshore wind | TRUE
56487 | Onshore Wind Turbine | WT | 204 | N | IPP Non-CHP | WND | onshore wind | TRUE
56488 | Onshore Wind Turbine | WT | 100.8 | N | IPP Non-CHP | WND | onshore wind | TRUE
56489 | Natural Gas Fired Combustion Turbine | GT | 20 | N | Electric Utility | NG | natural gas peaker | TRUE
56489 | Natural Gas Fired Combustion Turbine | GT | 20 | N | Electric Utility | NG | natural gas peaker | TRUE
56489 | Natural Gas Fired Combustion Turbine | GT | 20 | N | Electric Utility | NG | natural gas peaker | TRUE
56491 | Petroleum Liquids | IC | 1.6 | N | Electric Utility | DFO | petroleum | TRUE
56491 | Petroleum Liquids | IC | 1.6 | N | Electric Utility | DFO | petroleum | TRUE
56493 | Onshore Wind Turbine | WT | 27 | N | IPP Non-CHP | WND | onshore wind | TRUE
56494 | Onshore Wind Turbine | WT | 100.6 | N | IPP Non-CHP | WND | onshore wind | TRUE
56495 | Onshore Wind Turbine | WT | 164 | N | IPP Non-CHP | WND | onshore wind | TRUE
56495 | Onshore Wind Turbine | WT | 100 | N | IPP Non-CHP | WND | onshore wind | TRUE
56496 | Other Gases | ST | 1.5 | N | Industrial Non-CHP | OG | other | FALSE
56497 | Natural Gas Internal Combustion Engine | IC | 8.2 | N | Electric Utility | NG | natural gas peaker | TRUE
56497 | Natural Gas Internal Combustion Engine | IC | 8.2 | N | Electric Utility | NG | natural gas peaker | TRUE
56497 | Natural Gas Internal Combustion Engine | IC | 8.2 | N | Electric Utility | NG | natural gas peaker | TRUE
56497 | Natural Gas Internal Combustion Engine | IC | 8.2 | N | Electric Utility | NG | natural gas peaker | TRUE
56497 | Natural Gas Internal Combustion Engine | IC | 8.2 | N | Electric Utility | NG | natural gas peaker | TRUE
56497 | Natural Gas Internal Combustion Engine | IC | 8.2 | N | Electric Utility | NG | natural gas peaker | TRUE
56497 | Natural Gas Internal Combustion Engine | IC | 8.2 | N | Electric Utility | NG | natural gas peaker | TRUE
56497 | Natural Gas Internal Combustion Engine | IC | 8.2 | N | Electric Utility | NG | natural gas peaker | TRUE
56497 | Natural Gas Internal Combustion Engine | IC | 8.2 | N | Electric Utility | NG | natural gas peaker | TRUE
56498 | Conventional Hydroelectric | HY | 0.8 | N | IPP Non-CHP | WAT | hydro | TRUE
56499 | Conventional Hydroelectric | HY | 7.5 | N | IPP Non-CHP | WAT | hydro | TRUE
56500 | Natural Gas Internal Combustion Engine | IC | 7.9 | N | Industrial Non-CHP | NG | natural gas peaker | FALSE
56500 | Natural Gas Internal Combustion Engine | IC | 7.9 | N | Industrial Non-CHP | NG | natural gas peaker | FALSE
56500 | Natural Gas Internal Combustion Engine | IC | 7.9 | N | Industrial Non-CHP | NG | natural gas peaker | FALSE
56500 | Natural Gas Internal Combustion Engine | IC | 7.9 | N | Industrial Non-CHP | NG | natural gas peaker | FALSE
56500 | Natural Gas Internal Combustion Engine | IC | 7.9 | N | Industrial Non-CHP | NG | natural gas peaker | FALSE
56500 | Natural Gas Internal Combustion Engine | IC | 7.9 | N | Industrial Non-CHP | NG | natural gas peaker | FALSE
56500 | Natural Gas Internal Combustion Engine | IC | 7.9 | N | Industrial Non-CHP | NG | natural gas peaker | FALSE
56500 | Natural Gas Internal Combustion Engine | IC | 7.9 | N | Industrial Non-CHP | NG | natural gas peaker | FALSE
56500 | Natural Gas Internal Combustion Engine | IC | 7.9 | N | Industrial Non-CHP | NG | natural gas peaker | FALSE
56500 | Natural Gas Internal Combustion Engine | IC | 7.9 | N | Industrial Non-CHP | NG | natural gas peaker | FALSE
56500 | Natural Gas Internal Combustion Engine | IC | 7.9 | N | Industrial Non-CHP | NG | natural gas peaker | FALSE
56500 | Natural Gas Internal Combustion Engine | IC | 7.9 | N | Industrial Non-CHP | NG | natural gas peaker | FALSE
56500 | Natural Gas Internal Combustion Engine | IC | 7.9 | N | Industrial Non-CHP | NG | natural gas peaker | FALSE
56500 | Natural Gas Internal Combustion Engine | IC | 7.9 | N | Industrial Non-CHP | NG | natural gas peaker | FALSE
56500 | Solar Photovoltaic | PV | 1 | N | Industrial Non-CHP | SUN | solar PV | FALSE
56501 | Onshore Wind Turbine | WT | 123 | N | Electric Utility | WND | onshore wind | TRUE
56501 | Onshore Wind Turbine | WT | 75 | N | Electric Utility | WND | onshore wind | TRUE
56501 | Onshore Wind Turbine | WT | 58.5 | N | Electric Utility | WND | onshore wind | TRUE
56501 | Onshore Wind Turbine | WT | 29.9 | N | Electric Utility | WND | onshore wind | TRUE
56502 | Natural Gas Fired Combustion Turbine | GT | 45 | N | Electric Utility | NG | natural gas peaker | TRUE
56502 | Natural Gas Fired Combustion Turbine | GT | 45 | N | Electric Utility | NG | natural gas peaker | TRUE
56502 | Natural Gas Fired Combustion Turbine | GT | 44 | N | Electric Utility | NG | natural gas peaker | TRUE
56502 | Natural Gas Fired Combustion Turbine | GT | 46 | N | Electric Utility | NG | natural gas peaker | TRUE
56502 | Natural Gas Fired Combustion Turbine | GT | 157 | N | Electric Utility | NG | natural gas peaker | TRUE
56502 | Natural Gas Fired Combustion Turbine | GT | 155 | N | Electric Utility | NG | natural gas peaker | TRUE
56502 | Natural Gas Fired Combustion Turbine | GT | 156 | N | Electric Utility | NG | natural gas peaker | TRUE
56503 | Natural Gas Internal Combustion Engine | IC | 2 | N | Electric Utility | NG | natural gas peaker | TRUE
56503 | Natural Gas Internal Combustion Engine | IC | 2 | N | Electric Utility | NG | natural gas peaker | TRUE
56503 | Natural Gas Internal Combustion Engine | IC | 2 | N | Electric Utility | NG | natural gas peaker | TRUE
56503 | Natural Gas Internal Combustion Engine | IC | 2 | N | Electric Utility | NG | natural gas peaker | TRUE
56503 | Natural Gas Internal Combustion Engine | IC | 2 | N | Electric Utility | NG | natural gas peaker | TRUE
56504 | Natural Gas Internal Combustion Engine | IC | 1 | N | Electric Utility | NG | natural gas peaker | TRUE
56504 | Natural Gas Internal Combustion Engine | IC | 1 | N | Electric Utility | NG | natural gas peaker | TRUE
56505 | Natural Gas Fired Combustion Turbine | GT | 20 | N | Electric Utility | NG | natural gas peaker | TRUE
56505 | Natural Gas Fired Combustion Turbine | GT | 19 | N | Electric Utility | NG | natural gas peaker | TRUE
56505 | Natural Gas Fired Combustion Turbine | GT | 46 | N | Electric Utility | NG | natural gas peaker | TRUE
56505 | Natural Gas Fired Combustion Turbine | GT | 46 | N | Electric Utility | NG | natural gas peaker | TRUE
56505 | Natural Gas Fired Combustion Turbine | GT | 46 | N | Electric Utility | NG | natural gas peaker | TRUE
56506 | Onshore Wind Turbine | WT | 130.5 | N | IPP Non-CHP | WND | onshore wind | TRUE
56509 | Natural Gas Fired Combustion Turbine | GT | 11 | Y | Industrial CHP | NG | natural gas peaker | FALSE
56509 | Natural Gas Fired Combustion Turbine | GT | 11 | Y | Industrial CHP | NG | natural gas peaker | FALSE
56510 | Landfill Gas | IC | 1.6 | Y | IPP CHP | LFG | biomass | FALSE
56510 | Landfill Gas | IC | 1.6 | Y | IPP CHP | LFG | biomass | FALSE
56511 | Landfill Gas | IC | 0.9 | N | IPP Non-CHP | LFG | biomass | TRUE
56511 | Landfill Gas | IC | 0.9 | N | IPP Non-CHP | LFG | biomass | TRUE
56512 | Landfill Gas | IC | 1.6 | N | IPP Non-CHP | LFG | biomass | TRUE
56512 | Landfill Gas | IC | 1.6 | N | IPP Non-CHP | LFG | biomass | TRUE
56513 | Natural Gas Internal Combustion Engine | IC | 1.6 | Y | IPP CHP | NG | natural gas peaker | FALSE
56516 | Natural Gas Internal Combustion Engine | IC | 8.3 | N | IPP Non-CHP | NG | natural gas peaker | TRUE
56516 | Natural Gas Internal Combustion Engine | IC | 8.3 | N | IPP Non-CHP | NG | natural gas peaker | TRUE
56516 | Natural Gas Internal Combustion Engine | IC | 8.3 | N | IPP Non-CHP | NG | natural gas peaker | TRUE
56516 | Natural Gas Internal Combustion Engine | IC | 8.3 | N | IPP Non-CHP | NG | natural gas peaker | TRUE
56516 | Natural Gas Internal Combustion Engine | IC | 8.3 | N | IPP Non-CHP | NG | natural gas peaker | TRUE
56516 | Natural Gas Internal Combustion Engine | IC | 8.3 | N | IPP Non-CHP | NG | natural gas peaker | TRUE
56516 | Natural Gas Internal Combustion Engine | IC | 8.3 | N | IPP Non-CHP | NG | natural gas peaker | TRUE
56516 | Natural Gas Internal Combustion Engine | IC | 8.3 | N | IPP Non-CHP | NG | natural gas peaker | TRUE
56516 | Natural Gas Internal Combustion Engine | IC | 8.3 | N | IPP Non-CHP | NG | natural gas peaker | TRUE
56516 | Natural Gas Internal Combustion Engine | IC | 8.3 | N | IPP Non-CHP | NG | natural gas peaker | TRUE
56516 | Natural Gas Internal Combustion Engine | IC | 8.3 | N | IPP Non-CHP | NG | natural gas peaker | TRUE
56516 | Natural Gas Internal Combustion Engine | IC | 8.3 | N | IPP Non-CHP | NG | natural gas peaker | TRUE
56516 | Natural Gas Internal Combustion Engine | IC | 8.3 | N | IPP Non-CHP | NG | natural gas peaker | TRUE
56516 | Natural Gas Internal Combustion Engine | IC | 8.3 | N | IPP Non-CHP | NG | natural gas peaker | TRUE
56517 | Petroleum Liquids | IC | 1.9 | N | Electric Utility | DFO | petroleum | TRUE
56517 | Petroleum Liquids | IC | 1.9 | N | Electric Utility | DFO | petroleum | TRUE
56518 | Natural Gas Fired Combustion Turbine | GT | 4.3 | Y | Electric Utility | NG | natural gas peaker | TRUE
56519 | Petroleum Liquids | IC | 1.3 | N | Electric Utility | DFO | petroleum | TRUE
56520 | Landfill Gas | IC | 0.8 | N | IPP Non-CHP | LFG | biomass | TRUE
56520 | Landfill Gas | IC | 0.8 | N | IPP Non-CHP | LFG | biomass | TRUE
56520 | Landfill Gas | IC | 0.8 | N | IPP Non-CHP | LFG | biomass | TRUE
56520 | Landfill Gas | IC | 0.8 | N | IPP Non-CHP | LFG | biomass | TRUE
56520 | Landfill Gas | IC | 0.8 | N | IPP Non-CHP | LFG | biomass | TRUE
56520 | Landfill Gas | IC | 0.8 | N | IPP Non-CHP | LFG | biomass | TRUE
56520 | Landfill Gas | IC | 0.8 | N | IPP Non-CHP | LFG | biomass | TRUE
56520 | Landfill Gas | IC | 0.8 | N | IPP Non-CHP | LFG | biomass | TRUE
56521 | Landfill Gas | IC | 0.8 | N | IPP Non-CHP | LFG | biomass | TRUE
56521 | Landfill Gas | IC | 0.8 | N | IPP Non-CHP | LFG | biomass | TRUE
56521 | Landfill Gas | IC | 0.8 | N | IPP Non-CHP | LFG | biomass | TRUE
56521 | Landfill Gas | IC | 0.8 | N | IPP Non-CHP | LFG | biomass | TRUE
56521 | Landfill Gas | IC | 0.8 | N | IPP Non-CHP | LFG | biomass | TRUE
56521 | Landfill Gas | IC | 0.8 | N | IPP Non-CHP | LFG | biomass | TRUE
56522 | Landfill Gas | IC | 0.8 | N | IPP Non-CHP | LFG | biomass | TRUE
56522 | Landfill Gas | IC | 0.8 | N | IPP Non-CHP | LFG | biomass | TRUE
56522 | Landfill Gas | IC | 0.8 | N | IPP Non-CHP | LFG | biomass | TRUE
56522 | Landfill Gas | IC | 0.8 | N | IPP Non-CHP | LFG | biomass | TRUE
56522 | Landfill Gas | IC | 0.8 | N | IPP Non-CHP | LFG | biomass | TRUE
56522 | Landfill Gas | IC | 0.8 | N | IPP Non-CHP | LFG | biomass | TRUE
56523 | Landfill Gas | IC | 0.8 | N | IPP Non-CHP | LFG | biomass | TRUE
56523 | Landfill Gas | IC | 0.8 | N | IPP Non-CHP | LFG | biomass | TRUE
56523 | Landfill Gas | IC | 0.8 | N | IPP Non-CHP | LFG | biomass | TRUE
56523 | Landfill Gas | IC | 0.8 | N | IPP Non-CHP | LFG | biomass | TRUE
56523 | Landfill Gas | IC | 0.8 | N | IPP Non-CHP | LFG | biomass | TRUE
56523 | Landfill Gas | IC | 0.8 | N | IPP Non-CHP | LFG | biomass | TRUE
56524 | Landfill Gas | IC | 1.6 | N | IPP Non-CHP | LFG | biomass | TRUE
56524 | Landfill Gas | IC | 1.6 | N | IPP Non-CHP | LFG | biomass | TRUE
56524 | Landfill Gas | IC | 1.6 | N | IPP Non-CHP | LFG | biomass | TRUE
56524 | Landfill Gas | IC | 1.6 | N | IPP Non-CHP | LFG | biomass | TRUE
56525 | Landfill Gas | IC | 0.8 | N | IPP Non-CHP | LFG | biomass | TRUE
56525 | Landfill Gas | IC | 0.8 | N | IPP Non-CHP | LFG | biomass | TRUE
56525 | Landfill Gas | IC | 0.8 | N | IPP Non-CHP | LFG | biomass | TRUE
56525 | Landfill Gas | IC | 0.8 | N | IPP Non-CHP | LFG | biomass | TRUE
56525 | Landfill Gas | IC | 0.8 | N | IPP Non-CHP | LFG | biomass | TRUE
56526 | Landfill Gas | IC | 0.8 | N | IPP Non-CHP | LFG | biomass | TRUE
56526 | Landfill Gas | IC | 0.8 | N | IPP Non-CHP | LFG | biomass | TRUE
56526 | Landfill Gas | IC | 0.8 | N | IPP Non-CHP | LFG | biomass | TRUE
56526 | Landfill Gas | IC | 0.8 | N | IPP Non-CHP | LFG | biomass | TRUE
56526 | Landfill Gas | IC | 0.8 | N | IPP Non-CHP | LFG | biomass | TRUE
56526 | Landfill Gas | IC | 0.8 | N | IPP Non-CHP | LFG | biomass | TRUE
56526 | Landfill Gas | IC | 0.8 | N | IPP Non-CHP | LFG | biomass | TRUE
56526 | Landfill Gas | IC | 0.8 | N | IPP Non-CHP | LFG | biomass | TRUE
56527 | Landfill Gas | IC | 1.6 | N | IPP Non-CHP | LFG | biomass | TRUE
56527 | Landfill Gas | IC | 1.6 | N | IPP Non-CHP | LFG | biomass | TRUE
56527 | Landfill Gas | IC | 1.6 | N | IPP Non-CHP | LFG | biomass | TRUE
56528 | Landfill Gas | IC | 1.6 | N | IPP Non-CHP | LFG | biomass | TRUE
56528 | Landfill Gas | IC | 1.6 | N | IPP Non-CHP | LFG | biomass | TRUE
56528 | Landfill Gas | IC | 1.6 | N | IPP Non-CHP | LFG | biomass | TRUE
56528 | Landfill Gas | IC | 1.6 | N | IPP Non-CHP | LFG | biomass | TRUE
56529 | Landfill Gas | IC | 0.8 | N | IPP Non-CHP | LFG | biomass | TRUE
56529 | Landfill Gas | IC | 0.8 | N | IPP Non-CHP | LFG | biomass | TRUE
56529 | Landfill Gas | IC | 0.8 | N | IPP Non-CHP | LFG | biomass | TRUE
56529 | Landfill Gas | IC | 0.8 | N | IPP Non-CHP | LFG | biomass | TRUE
56530 | Landfill Gas | IC | 0.8 | N | IPP Non-CHP | LFG | biomass | TRUE
56530 | Landfill Gas | IC | 0.8 | N | IPP Non-CHP | LFG | biomass | TRUE
56530 | Landfill Gas | IC | 0.8 | N | IPP Non-CHP | LFG | biomass | TRUE
56530 | Landfill Gas | IC | 0.8 | N | IPP Non-CHP | LFG | biomass | TRUE
56531 | Landfill Gas | IC | 0.8 | N | IPP Non-CHP | LFG | biomass | TRUE
56531 | Landfill Gas | IC | 0.8 | N | IPP Non-CHP | LFG | biomass | TRUE
56531 | Landfill Gas | IC | 0.8 | N | IPP Non-CHP | LFG | biomass | TRUE
56531 | Landfill Gas | IC | 0.8 | N | IPP Non-CHP | LFG | biomass | TRUE
56531 | Landfill Gas | IC | 0.8 | N | IPP Non-CHP | LFG | biomass | TRUE
56531 | Landfill Gas | IC | 0.8 | N | IPP Non-CHP | LFG | biomass | TRUE
56532 | Natural Gas Fired Combined Cycle | CT | 167 | N | Electric Utility | NG | natural gas nonpeaker | TRUE
56532 | Natural Gas Fired Combined Cycle | CT | 167 | N | Electric Utility | NG | natural gas nonpeaker | TRUE
56532 | Natural Gas Fired Combined Cycle | CA | 306 | N | Electric Utility | NG | natural gas nonpeaker | TRUE
56534 | Landfill Gas | IC | 1.3 | N | IPP Non-CHP | LFG | biomass | TRUE
56534 | Landfill Gas | IC | 1.3 | N | IPP Non-CHP | LFG | biomass | TRUE
56534 | Landfill Gas | IC | 1.3 | N | IPP Non-CHP | LFG | biomass | TRUE
56535 | Landfill Gas | IC | 1.3 | N | IPP Non-CHP | LFG | biomass | TRUE
56535 | Landfill Gas | IC | 1.3 | N | IPP Non-CHP | LFG | biomass | TRUE
56536 | Onshore Wind Turbine | WT | 50.4 | N | IPP Non-CHP | WND | onshore wind | TRUE
56537 | Onshore Wind Turbine | WT | 50.4 | N | IPP Non-CHP | WND | onshore wind | TRUE
56538 | Onshore Wind Turbine | WT | 5 | N | IPP Non-CHP | WND | onshore wind | TRUE
56539 | Landfill Gas | IC | 1 | N | Electric Utility | LFG | biomass | TRUE
56539 | Landfill Gas | IC | 1 | N | Electric Utility | LFG | biomass | TRUE
56539 | Landfill Gas | IC | 1.4 | N | Electric Utility | LFG | biomass | TRUE
56540 | Geothermal | BT | 9.2 | N | IPP Non-CHP | GEO | geothermal | TRUE
56541 | Geothermal | BT | 7.9 | N | IPP Non-CHP | GEO | geothermal | TRUE
56541 | Geothermal | BT | 7.9 | N | IPP Non-CHP | GEO | geothermal | TRUE
56542 | Conventional Hydroelectric | HY | 3 | N | Electric Utility | WAT | hydro | TRUE
56543 | Onshore Wind Turbine | WT | 10.4 | N | IPP Non-CHP | WND | onshore wind | TRUE
56544 | Onshore Wind Turbine | WT | 15.6 | N | IPP Non-CHP | WND | onshore wind | TRUE
56545 | Petroleum Liquids | IC | 1.8 | N | Electric Utility | DFO | petroleum | TRUE
56545 | Petroleum Liquids | IC | 1.8 | N | Electric Utility | DFO | petroleum | TRUE
56545 | Petroleum Liquids | IC | 1.8 | N | Electric Utility | DFO | petroleum | TRUE
56545 | Petroleum Liquids | IC | 1.8 | N | Electric Utility | DFO | petroleum | TRUE
56545 | Petroleum Liquids | IC | 1.8 | N | Electric Utility | DFO | petroleum | TRUE
56546 | Petroleum Liquids | IC | 2 | N | Electric Utility | DFO | petroleum | TRUE
56547 | Petroleum Liquids | IC | 1 | N | Electric Utility | DFO | petroleum | TRUE
56548 | Petroleum Liquids | IC | 2 | N | Electric Utility | DFO | petroleum | TRUE
56549 | Petroleum Liquids | IC | 2 | N | Electric Utility | DFO | petroleum | TRUE
56550 | Petroleum Liquids | IC | 2 | N | Electric Utility | DFO | petroleum | TRUE
56551 | Petroleum Liquids | IC | 2 | N | Electric Utility | DFO | petroleum | TRUE
56552 | Petroleum Liquids | IC | 2 | N | Electric Utility | DFO | petroleum | TRUE
56553 | Petroleum Liquids | IC | 1.1 | N | Commercial Non-CHP | DFO | petroleum | FALSE
56554 | Landfill Gas | IC | 0.8 | N | IPP Non-CHP | LFG | biomass | TRUE
56554 | Landfill Gas | IC | 0.8 | N | IPP Non-CHP | LFG | biomass | TRUE
56554 | Landfill Gas | IC | 1.5 | N | IPP Non-CHP | LFG | biomass | TRUE
56555 | Onshore Wind Turbine | WT | 56.7 | N | IPP Non-CHP | WND | onshore wind | TRUE
56556 | Natural Gas Fired Combustion Turbine | GT | 55 | N | Electric Utility | NG | natural gas peaker | TRUE
56556 | Natural Gas Fired Combustion Turbine | GT | 55 | N | Electric Utility | NG | natural gas peaker | TRUE
56557 | Onshore Wind Turbine | WT | 10 | N | IPP Non-CHP | WND | onshore wind | TRUE
56558 | Onshore Wind Turbine | WT | 10 | N | IPP Non-CHP | WND | onshore wind | TRUE
56559 | Onshore Wind Turbine | WT | 10 | N | IPP Non-CHP | WND | onshore wind | TRUE
56560 | Onshore Wind Turbine | WT | 79.8 | N | IPP Non-CHP | WND | onshore wind | TRUE
56561 | Onshore Wind Turbine | WT | 10 | N | IPP Non-CHP | WND | onshore wind | TRUE
56562 | Onshore Wind Turbine | WT | 10 | N | IPP Non-CHP | WND | onshore wind | TRUE
56563 | Onshore Wind Turbine | WT | 199.5 | N | IPP Non-CHP | WND | onshore wind | TRUE
56564 | Conventional Steam Coal | ST | 609 | N | Electric Utility | SUB | hard coal | TRUE
56565 | Natural Gas Fired Combined Cycle | CT | 160 | N | Electric Utility | NG | natural gas nonpeaker | TRUE
56565 | Natural Gas Fired Combined Cycle | CT | 160 | N | Electric Utility | NG | natural gas nonpeaker | TRUE
56565 | Natural Gas Fired Combined Cycle | CA | 187 | N | Electric Utility | NG | natural gas nonpeaker | TRUE
56568 | Solar Photovoltaic | PV | 4.9 | N | Commercial Non-CHP | SUN | solar PV | FALSE
56568 | Solar Photovoltaic | PV | 5.2 | N | Commercial Non-CHP | SUN | solar PV | FALSE
56568 | Solar Photovoltaic | PV | 3.9 | N | Commercial Non-CHP | SUN | solar PV | FALSE
56569 | Natural Gas Fired Combustion Turbine | GT | 47.5 | N | Electric Utility | NG | natural gas peaker | TRUE
56569 | Natural Gas Fired Combustion Turbine | GT | 47.5 | N | Electric Utility | NG | natural gas peaker | TRUE
56570 | Onshore Wind Turbine | WT | 7.4 | N | IPP Non-CHP | WND | onshore wind | TRUE
56571 | Landfill Gas | IC | 1 | N | IPP Non-CHP | LFG | biomass | TRUE
56571 | Landfill Gas | IC | 1 | N | IPP Non-CHP | LFG | biomass | TRUE
56571 | Landfill Gas | IC | 1 | N | IPP Non-CHP | LFG | biomass | TRUE
56572 | Landfill Gas | GT | 4.7 | N | IPP Non-CHP | LFG | biomass | TRUE
56573 | Onshore Wind Turbine | WT | 48 | N | IPP Non-CHP | WND | onshore wind | TRUE
56575 | Onshore Wind Turbine | WT | 20 | N | IPP Non-CHP | WND | onshore wind | TRUE
56577 | Onshore Wind Turbine | WT | 1.3 | N | IPP Non-CHP | WND | onshore wind | TRUE
56578 | Onshore Wind Turbine | WT | 1.3 | N | IPP Non-CHP | WND | onshore wind | TRUE
56579 | Onshore Wind Turbine | WT | 1.3 | N | IPP Non-CHP | WND | onshore wind | TRUE
56580 | Onshore Wind Turbine | WT | 1.3 | N | IPP Non-CHP | WND | onshore wind | TRUE
56581 | Onshore Wind Turbine | WT | 1.3 | N | IPP Non-CHP | WND | onshore wind | TRUE
56582 | Onshore Wind Turbine | WT | 1.3 | N | IPP Non-CHP | WND | onshore wind | TRUE
56583 | Onshore Wind Turbine | WT | 1.3 | N | IPP Non-CHP | WND | onshore wind | TRUE
56584 | Onshore Wind Turbine | WT | 1.3 | N | IPP Non-CHP | WND | onshore wind | TRUE
56585 | Onshore Wind Turbine | WT | 1.3 | N | IPP Non-CHP | WND | onshore wind | TRUE
56586 | Onshore Wind Turbine | WT | 1.3 | N | IPP Non-CHP | WND | onshore wind | TRUE
56587 | Onshore Wind Turbine | WT | 1.3 | N | IPP Non-CHP | WND | onshore wind | TRUE
56588 | Onshore Wind Turbine | WT | 1.3 | N | IPP Non-CHP | WND | onshore wind | TRUE
56589 | Onshore Wind Turbine | WT | 1.3 | N | IPP Non-CHP | WND | onshore wind | TRUE
56590 | Onshore Wind Turbine | WT | 1.3 | N | IPP Non-CHP | WND | onshore wind | TRUE
56591 | Onshore Wind Turbine | WT | 9 | N | IPP Non-CHP | WND | onshore wind | TRUE
56592 | Onshore Wind Turbine | WT | 126.5 | N | IPP Non-CHP | WND | onshore wind | TRUE
56593 | Onshore Wind Turbine | WT | 209 | N | IPP Non-CHP | WND | onshore wind | TRUE
56594 | Onshore Wind Turbine | WT | 34.5 | N | IPP Non-CHP | WND | onshore wind | TRUE
56595 | Onshore Wind Turbine | WT | 1.3 | N | IPP Non-CHP | WND | onshore wind | TRUE
56596 | Conventional Steam Coal | ST | 100 | N | Electric Utility | SUB | hard coal | TRUE
56597 | Petroleum Liquids | IC | 1.3 | N | Electric Utility | DFO | petroleum | TRUE
56597 | Petroleum Liquids | IC | 1.3 | N | Electric Utility | DFO | petroleum | TRUE
56597 | Petroleum Liquids | IC | 1.3 | N | Electric Utility | DFO | petroleum | TRUE
56597 | Petroleum Liquids | IC | 1.3 | N | Electric Utility | DFO | petroleum | TRUE
56598 | Petroleum Liquids | IC | 1.3 | N | Electric Utility | DFO | petroleum | TRUE
56598 | Petroleum Liquids | IC | 1.3 | N | Electric Utility | DFO | petroleum | TRUE
56598 | Petroleum Liquids | IC | 1.3 | N | Electric Utility | DFO | petroleum | TRUE
56599 | Petroleum Liquids | IC | 1.3 | N | Electric Utility | DFO | petroleum | TRUE
56599 | Petroleum Liquids | IC | 1.3 | N | Electric Utility | DFO | petroleum | TRUE
56599 | Petroleum Liquids | IC | 1.3 | N | Electric Utility | DFO | petroleum | TRUE
56600 | Petroleum Liquids | IC | 1.3 | N | Electric Utility | DFO | petroleum | TRUE
56600 | Petroleum Liquids | IC | 1.3 | N | Electric Utility | DFO | petroleum | TRUE
56600 | Petroleum Liquids | IC | 1.3 | N | Electric Utility | DFO | petroleum | TRUE
56600 | Petroleum Liquids | IC | 1.3 | N | Electric Utility | DFO | petroleum | TRUE
56602 | Onshore Wind Turbine | WT | 63 | N | IPP Non-CHP | WND | onshore wind | TRUE
56603 | Natural Gas Fired Combustion Turbine | GT | 73 | N | Electric Utility | NG | natural gas peaker | TRUE
56603 | Natural Gas Fired Combustion Turbine | GT | 73 | N | Electric Utility | NG | natural gas peaker | TRUE
56604 | Natural Gas Fired Combustion Turbine | GT | 73 | N | Electric Utility | NG | natural gas peaker | TRUE
56604 | Natural Gas Fired Combustion Turbine | GT | 73 | N | Electric Utility | NG | natural gas peaker | TRUE
56605 | Onshore Wind Turbine | WT | 159 | N | IPP Non-CHP | WND | onshore wind | TRUE
56606 | Natural Gas Fired Combustion Turbine | GT | 90.8 | N | Electric Utility | NG | natural gas peaker | TRUE
56607 | Onshore Wind Turbine | WT | 115.5 | N | Electric Utility | WND | onshore wind | TRUE
56608 | Onshore Wind Turbine | WT | 150 | N | Electric Utility | WND | onshore wind | TRUE
56608 | Onshore Wind Turbine | WT | 10.5 | N | Electric Utility | WND | onshore wind | TRUE
56608 | Onshore Wind Turbine | WT | 1.5 | N | Electric Utility | WND | onshore wind | TRUE
56609 | Conventional Steam Coal | ST | 380 | N | Electric Utility | SUB | hard coal | TRUE
56610 | Natural Gas Fired Combined Cycle | CA | 150 | N | Electric Utility | NG | natural gas nonpeaker | TRUE
56610 | Natural Gas Fired Combined Cycle | CT | 140 | N | Electric Utility | NG | natural gas nonpeaker | TRUE
56611 | Conventional Steam Coal | ST | 936.5 | N | IPP Non-CHP | SUB | hard coal | TRUE
56613 | Onshore Wind Turbine | WT | 201 | N | IPP Non-CHP | WND | onshore wind | TRUE
56614 | Onshore Wind Turbine | WT | 198 | N | IPP Non-CHP | WND | onshore wind | TRUE
56615 | Conventional Hydroelectric | HY | 4.4 | N | IPP Non-CHP | WAT | hydro | TRUE
56616 | Wood/Wood Waste Biomass | ST | 22.2 | N | IPP Non-CHP | WDS | biomass | TRUE
56617 | Onshore Wind Turbine | WT | 205.5 | N | IPP Non-CHP | WND | onshore wind | TRUE
56618 | Onshore Wind Turbine | WT | 100.5 | N | IPP Non-CHP | WND | onshore wind | TRUE
56619 | Onshore Wind Turbine | WT | 81 | N | IPP Non-CHP | WND | onshore wind | TRUE
56620 | Onshore Wind Turbine | WT | 100.5 | N | IPP Non-CHP | WND | onshore wind | TRUE
56621 | Onshore Wind Turbine | WT | 94.5 | N | IPP Non-CHP | WND | onshore wind | TRUE
56622 | Onshore Wind Turbine | WT | 72 | N | IPP Non-CHP | WND | onshore wind | TRUE
56623 | Onshore Wind Turbine | WT | 100.7 | N | IPP Non-CHP | WND | onshore wind | TRUE
56624 | Onshore Wind Turbine | WT | 4 | N | IPP Non-CHP | WND | onshore wind | TRUE
56625 | Onshore Wind Turbine | WT | 4 | N | IPP Non-CHP | WND | onshore wind | TRUE
56626 | Onshore Wind Turbine | WT | 4 | N | IPP Non-CHP | WND | onshore wind | TRUE
56627 | Onshore Wind Turbine | WT | 4 | N | IPP Non-CHP | WND | onshore wind | TRUE
56628 | Onshore Wind Turbine | WT | 4 | N | IPP Non-CHP | WND | onshore wind | TRUE
56629 | Natural Gas Fired Combustion Turbine | GT | 95 | N | IPP Non-CHP | NG | natural gas peaker | TRUE
56630 | Onshore Wind Turbine | WT | 25 | N | Electric Utility | WND | onshore wind | TRUE
56633 | Onshore Wind Turbine | WT | 37.5 | N | IPP Non-CHP | WND | onshore wind | TRUE
56634 | Onshore Wind Turbine | WT | 87.5 | N | IPP Non-CHP | WND | onshore wind | TRUE
56635 | Onshore Wind Turbine | WT | 52.8 | N | IPP Non-CHP | WND | onshore wind | TRUE
56636 | Onshore Wind Turbine | WT | 21 | N | IPP Non-CHP | WND | onshore wind | TRUE
56637 | Onshore Wind Turbine | WT | 21 | N | IPP Non-CHP | WND | onshore wind | TRUE
56638 | Onshore Wind Turbine | WT | 170.2 | N | IPP Non-CHP | WND | onshore wind | TRUE
56639 | Natural Gas Fired Combustion Turbine | GT | 55.6 | N | IPP Non-CHP | NG | natural gas peaker | TRUE
56639 | Natural Gas Fired Combustion Turbine | GT | 55.6 | N | IPP Non-CHP | NG | natural gas peaker | TRUE
56640 | Onshore Wind Turbine | WT | 150 | N | IPP Non-CHP | WND | onshore wind | TRUE
56643 | Wood/Wood Waste Biomass | ST | 33 | Y | IPP CHP | WDS | biomass | FALSE
56644 | Onshore Wind Turbine | WT | 120 | N | IPP Non-CHP | WND | onshore wind | TRUE
56645 | Onshore Wind Turbine | WT | 100 | N | IPP Non-CHP | WND | onshore wind | TRUE
56646 | Onshore Wind Turbine | WT | 2 | N | IPP Non-CHP | WND | onshore wind | TRUE
56647 | Onshore Wind Turbine | WT | 54 | N | IPP Non-CHP | WND | onshore wind | TRUE
56648 | Onshore Wind Turbine | WT | 79.5 | N | IPP Non-CHP | WND | onshore wind | TRUE
56649 | Onshore Wind Turbine | WT | 101.2 | N | IPP Non-CHP | WND | onshore wind | TRUE
56650 | Onshore Wind Turbine | WT | 51 | N | IPP Non-CHP | WND | onshore wind | TRUE
56651 | Onshore Wind Turbine | WT | 70 | N | IPP Non-CHP | WND | onshore wind | TRUE
56654 | Onshore Wind Turbine | WT | 101.2 | N | IPP Non-CHP | WND | onshore wind | TRUE
56659 | Onshore Wind Turbine | WT | 90 | N | IPP Non-CHP | WND | onshore wind | TRUE
56661 | Onshore Wind Turbine | WT | 283.2 | N | IPP Non-CHP | WND | onshore wind | TRUE
56665 | Onshore Wind Turbine | WT | 132 | N | IPP Non-CHP | WND | onshore wind | TRUE
56666 | Onshore Wind Turbine | WT | 94 | N | Electric Utility | WND | onshore wind | TRUE
56667 | Solar Photovoltaic | PV | 0.1 | N | IPP Non-CHP | SUN | solar PV | TRUE
56667 | Solar Photovoltaic | PV | 0.1 | N | IPP Non-CHP | SUN | solar PV | TRUE
56667 | Solar Photovoltaic | PV | 0.1 | N | IPP Non-CHP | SUN | solar PV | TRUE
56667 | Solar Photovoltaic | PV | 0.1 | N | IPP Non-CHP | SUN | solar PV | TRUE
56667 | Solar Photovoltaic | PV | 0.1 | N | IPP Non-CHP | SUN | solar PV | TRUE
56667 | Solar Photovoltaic | PV | 0.1 | N | IPP Non-CHP | SUN | solar PV | TRUE
56667 | Solar Photovoltaic | PV | 0.1 | N | IPP Non-CHP | SUN | solar PV | TRUE
56667 | Solar Photovoltaic | PV | 0.1 | N | IPP Non-CHP | SUN | solar PV | TRUE
56667 | Solar Photovoltaic | PV | 0.1 | N | IPP Non-CHP | SUN | solar PV | TRUE
56667 | Solar Photovoltaic | PV | 0.1 | N | IPP Non-CHP | SUN | solar PV | TRUE
56667 | Solar Photovoltaic | PV | 0.1 | N | IPP Non-CHP | SUN | solar PV | TRUE
56667 | Solar Photovoltaic | PV | 0.1 | N | IPP Non-CHP | SUN | solar PV | TRUE
56668 | Natural Gas Fired Combustion Turbine | GT | 21.3 | Y | Commercial CHP | NG | natural gas peaker | FALSE
56669 | Onshore Wind Turbine | WT | 180 | N | IPP Non-CHP | WND | onshore wind | TRUE
56670 | Onshore Wind Turbine | WT | 11.9 | N | IPP Non-CHP | WND | onshore wind | TRUE
56671 | Conventional Steam Coal | ST | 700 | N | IPP Non-CHP | BIT | hard coal | TRUE
56673 | Onshore Wind Turbine | WT | 57 | N | IPP Non-CHP | WND | onshore wind | TRUE
56674 | Natural Gas Fired Combustion Turbine | GT | 44 | N | Electric Utility | NG | natural gas peaker | TRUE
56674 | Natural Gas Fired Combustion Turbine | GT | 44 | N | Electric Utility | NG | natural gas peaker | TRUE
56674 | Natural Gas Fired Combustion Turbine | GT | 44 | N | Electric Utility | NG | natural gas peaker | TRUE
56674 | Natural Gas Fired Combustion Turbine | GT | 44 | N | Electric Utility | NG | natural gas peaker | TRUE
56677 | Onshore Wind Turbine | WT | 75 | N | Electric Utility | WND | onshore wind | TRUE
56679 | Onshore Wind Turbine | WT | 130.5 | N | IPP Non-CHP | WND | onshore wind | TRUE
56680 | Landfill Gas | IC | 0.3 | N | IPP Non-CHP | LFG | biomass | TRUE
56680 | Landfill Gas | IC | 0.3 | N | IPP Non-CHP | LFG | biomass | TRUE
56680 | Landfill Gas | IC | 0.3 | N | IPP Non-CHP | LFG | biomass | TRUE
56680 | Landfill Gas | IC | 0.3 | N | IPP Non-CHP | LFG | biomass | TRUE
56680 | Landfill Gas | IC | 0.3 | N | IPP Non-CHP | LFG | biomass | TRUE
56680 | Landfill Gas | IC | 0.3 | N | IPP Non-CHP | LFG | biomass | TRUE
56680 | Landfill Gas | IC | 0.3 | N | IPP Non-CHP | LFG | biomass | TRUE
56680 | Landfill Gas | IC | 0.3 | N | IPP Non-CHP | LFG | biomass | TRUE
56680 | Landfill Gas | IC | 0.3 | N | IPP Non-CHP | LFG | biomass | TRUE
56680 | Landfill Gas | IC | 0.3 | N | IPP Non-CHP | LFG | biomass | TRUE
56680 | Landfill Gas | IC | 0.3 | N | IPP Non-CHP | LFG | biomass | TRUE
56680 | Landfill Gas | IC | 0.3 | N | IPP Non-CHP | LFG | biomass | TRUE
56680 | Landfill Gas | IC | 0.3 | N | IPP Non-CHP | LFG | biomass | TRUE
56680 | Landfill Gas | IC | 0.3 | N | IPP Non-CHP | LFG | biomass | TRUE
56680 | Landfill Gas | IC | 0.3 | N | IPP Non-CHP | LFG | biomass | TRUE
56680 | Landfill Gas | IC | 0.3 | N | IPP Non-CHP | LFG | biomass | TRUE
56680 | Landfill Gas | IC | 0.3 | N | IPP Non-CHP | LFG | biomass | TRUE
56680 | Landfill Gas | IC | 0.3 | N | IPP Non-CHP | LFG | biomass | TRUE
56681 | Landfill Gas | IC | 0.3 | N | IPP Non-CHP | LFG | biomass | TRUE
56681 | Landfill Gas | IC | 0.3 | N | IPP Non-CHP | LFG | biomass | TRUE
56681 | Landfill Gas | IC | 0.3 | N | IPP Non-CHP | LFG | biomass | TRUE
56681 | Landfill Gas | IC | 0.3 | N | IPP Non-CHP | LFG | biomass | TRUE
56681 | Landfill Gas | IC | 0.3 | N | IPP Non-CHP | LFG | biomass | TRUE
56681 | Landfill Gas | IC | 0.3 | N | IPP Non-CHP | LFG | biomass | TRUE
56681 | Landfill Gas | IC | 0.3 | N | IPP Non-CHP | LFG | biomass | TRUE
56681 | Landfill Gas | IC | 0.3 | N | IPP Non-CHP | LFG | biomass | TRUE
56681 | Landfill Gas | IC | 0.3 | N | IPP Non-CHP | LFG | biomass | TRUE
56681 | Landfill Gas | IC | 0.3 | N | IPP Non-CHP | LFG | biomass | TRUE
56681 | Landfill Gas | IC | 0.3 | N | IPP Non-CHP | LFG | biomass | TRUE
56681 | Landfill Gas | IC | 0.3 | N | IPP Non-CHP | LFG | biomass | TRUE
56681 | Landfill Gas | IC | 0.3 | N | IPP Non-CHP | LFG | biomass | TRUE
56681 | Landfill Gas | IC | 0.3 | N | IPP Non-CHP | LFG | biomass | TRUE
56681 | Landfill Gas | IC | 0.3 | N | IPP Non-CHP | LFG | biomass | TRUE
56681 | Landfill Gas | IC | 0.3 | N | IPP Non-CHP | LFG | biomass | TRUE
56681 | Landfill Gas | IC | 0.3 | N | IPP Non-CHP | LFG | biomass | TRUE
56681 | Landfill Gas | IC | 0.3 | N | IPP Non-CHP | LFG | biomass | TRUE
56681 | Landfill Gas | IC | 0.3 | N | IPP Non-CHP | LFG | biomass | TRUE
56681 | Landfill Gas | IC | 0.3 | N | IPP Non-CHP | LFG | biomass | TRUE
56681 | Landfill Gas | IC | 0.3 | N | IPP Non-CHP | LFG | biomass | TRUE
56681 | Landfill Gas | IC | 0.3 | N | IPP Non-CHP | LFG | biomass | TRUE
56681 | Landfill Gas | IC | 0.3 | N | IPP Non-CHP | LFG | biomass | TRUE
56681 | Landfill Gas | IC | 0.3 | N | IPP Non-CHP | LFG | biomass | TRUE
56681 | Landfill Gas | IC | 0.3 | N | IPP Non-CHP | LFG | biomass | TRUE
56681 | Landfill Gas | IC | 0.3 | N | IPP Non-CHP | LFG | biomass | TRUE
56681 | Landfill Gas | IC | 0.3 | N | IPP Non-CHP | LFG | biomass | TRUE
56681 | Landfill Gas | IC | 0.3 | N | IPP Non-CHP | LFG | biomass | TRUE
56681 | Landfill Gas | IC | 0.3 | N | IPP Non-CHP | LFG | biomass | TRUE
56681 | Landfill Gas | IC | 0.3 | N | IPP Non-CHP | LFG | biomass | TRUE
56681 | Landfill Gas | IC | 0.3 | N | IPP Non-CHP | LFG | biomass | TRUE
56681 | Landfill Gas | IC | 0.3 | N | IPP Non-CHP | LFG | biomass | TRUE
56681 | Landfill Gas | IC | 0.3 | N | IPP Non-CHP | LFG | biomass | TRUE
56681 | Landfill Gas | IC | 0.3 | N | IPP Non-CHP | LFG | biomass | TRUE
56681 | Landfill Gas | IC | 0.3 | N | IPP Non-CHP | LFG | biomass | TRUE
56681 | Landfill Gas | IC | 0.3 | N | IPP Non-CHP | LFG | biomass | TRUE
56681 | Landfill Gas | IC | 0.3 | N | IPP Non-CHP | LFG | biomass | TRUE
56681 | Landfill Gas | IC | 0.3 | N | IPP Non-CHP | LFG | biomass | TRUE
56681 | Landfill Gas | IC | 0.3 | N | IPP Non-CHP | LFG | biomass | TRUE
56681 | Landfill Gas | IC | 0.3 | N | IPP Non-CHP | LFG | biomass | TRUE
56681 | Landfill Gas | IC | 0.3 | N | IPP Non-CHP | LFG | biomass | TRUE
56681 | Landfill Gas | IC | 0.3 | N | IPP Non-CHP | LFG | biomass | TRUE
56681 | Landfill Gas | IC | 0.3 | N | IPP Non-CHP | LFG | biomass | TRUE
56681 | Landfill Gas | IC | 0.3 | N | IPP Non-CHP | LFG | biomass | TRUE
56681 | Landfill Gas | IC | 0.3 | N | IPP Non-CHP | LFG | biomass | TRUE
56681 | Landfill Gas | IC | 0.3 | N | IPP Non-CHP | LFG | biomass | TRUE
56681 | Landfill Gas | IC | 0.3 | N | IPP Non-CHP | LFG | biomass | TRUE
56681 | Landfill Gas | IC | 0.3 | N | IPP Non-CHP | LFG | biomass | TRUE
56682 | Landfill Gas | IC | 0.3 | N | IPP Non-CHP | LFG | biomass | TRUE
56682 | Landfill Gas | IC | 0.3 | N | IPP Non-CHP | LFG | biomass | TRUE
56682 | Landfill Gas | IC | 0.3 | N | IPP Non-CHP | LFG | biomass | TRUE
56682 | Landfill Gas | IC | 0.3 | N | IPP Non-CHP | LFG | biomass | TRUE
56682 | Landfill Gas | IC | 0.3 | N | IPP Non-CHP | LFG | biomass | TRUE
56682 | Landfill Gas | IC | 0.3 | N | IPP Non-CHP | LFG | biomass | TRUE
56682 | Landfill Gas | IC | 0.3 | N | IPP Non-CHP | LFG | biomass | TRUE
56682 | Landfill Gas | IC | 0.3 | N | IPP Non-CHP | LFG | biomass | TRUE
56682 | Landfill Gas | IC | 0.3 | N | IPP Non-CHP | LFG | biomass | TRUE
56682 | Landfill Gas | IC | 0.3 | N | IPP Non-CHP | LFG | biomass | TRUE
56682 | Landfill Gas | IC | 0.3 | N | IPP Non-CHP | LFG | biomass | TRUE
56682 | Landfill Gas | IC | 0.3 | N | IPP Non-CHP | LFG | biomass | TRUE
56682 | Landfill Gas | IC | 0.3 | N | IPP Non-CHP | LFG | biomass | TRUE
56682 | Landfill Gas | IC | 0.3 | N | IPP Non-CHP | LFG | biomass | TRUE
56682 | Landfill Gas | IC | 0.3 | N | IPP Non-CHP | LFG | biomass | TRUE
56682 | Landfill Gas | IC | 0.3 | N | IPP Non-CHP | LFG | biomass | TRUE
56682 | Landfill Gas | IC | 0.3 | N | IPP Non-CHP | LFG | biomass | TRUE
56682 | Landfill Gas | IC | 0.3 | N | IPP Non-CHP | LFG | biomass | TRUE
56682 | Landfill Gas | IC | 0.3 | N | IPP Non-CHP | LFG | biomass | TRUE
56682 | Landfill Gas | IC | 0.3 | N | IPP Non-CHP | LFG | biomass | TRUE
56682 | Landfill Gas | IC | 0.3 | N | IPP Non-CHP | LFG | biomass | TRUE
56682 | Landfill Gas | IC | 0.3 | N | IPP Non-CHP | LFG | biomass | TRUE
56682 | Landfill Gas | IC | 0.3 | N | IPP Non-CHP | LFG | biomass | TRUE
56682 | Landfill Gas | IC | 0.3 | N | IPP Non-CHP | LFG | biomass | TRUE
56682 | Landfill Gas | IC | 0.3 | N | IPP Non-CHP | LFG | biomass | TRUE
56682 | Landfill Gas | IC | 0.3 | N | IPP Non-CHP | LFG | biomass | TRUE
56682 | Landfill Gas | IC | 0.3 | N | IPP Non-CHP | LFG | biomass | TRUE
56682 | Landfill Gas | IC | 0.3 | N | IPP Non-CHP | LFG | biomass | TRUE
56682 | Landfill Gas | IC | 0.3 | N | IPP Non-CHP | LFG | biomass | TRUE
56682 | Landfill Gas | IC | 0.3 | N | IPP Non-CHP | LFG | biomass | TRUE
56682 | Landfill Gas | IC | 0.3 | N | IPP Non-CHP | LFG | biomass | TRUE
56682 | Landfill Gas | IC | 0.3 | N | IPP Non-CHP | LFG | biomass | TRUE
56682 | Landfill Gas | IC | 0.3 | N | IPP Non-CHP | LFG | biomass | TRUE
56682 | Landfill Gas | IC | 0.3 | N | IPP Non-CHP | LFG | biomass | TRUE
56682 | Landfill Gas | IC | 0.3 | N | IPP Non-CHP | LFG | biomass | TRUE
56683 | Landfill Gas | IC | 0.3 | N | IPP Non-CHP | LFG | biomass | TRUE
56683 | Landfill Gas | IC | 0.3 | N | IPP Non-CHP | LFG | biomass | TRUE
56683 | Landfill Gas | IC | 0.3 | N | IPP Non-CHP | LFG | biomass | TRUE
56683 | Landfill Gas | IC | 0.3 | N | IPP Non-CHP | LFG | biomass | TRUE
56683 | Landfill Gas | IC | 0.3 | N | IPP Non-CHP | LFG | biomass | TRUE
56683 | Landfill Gas | IC | 0.3 | N | IPP Non-CHP | LFG | biomass | TRUE
56683 | Landfill Gas | IC | 0.3 | N | IPP Non-CHP | LFG | biomass | TRUE
56683 | Landfill Gas | IC | 0.3 | N | IPP Non-CHP | LFG | biomass | TRUE
56683 | Landfill Gas | IC | 0.3 | N | IPP Non-CHP | LFG | biomass | TRUE
56683 | Landfill Gas | IC | 0.3 | N | IPP Non-CHP | LFG | biomass | TRUE
56683 | Landfill Gas | IC | 0.3 | N | IPP Non-CHP | LFG | biomass | TRUE
56683 | Landfill Gas | IC | 0.3 | N | IPP Non-CHP | LFG | biomass | TRUE
56683 | Landfill Gas | IC | 0.3 | N | IPP Non-CHP | LFG | biomass | TRUE
56683 | Landfill Gas | IC | 0.3 | N | IPP Non-CHP | LFG | biomass | TRUE
56683 | Landfill Gas | IC | 0.3 | N | IPP Non-CHP | LFG | biomass | TRUE
56683 | Landfill Gas | IC | 0.3 | N | IPP Non-CHP | LFG | biomass | TRUE
56683 | Landfill Gas | IC | 0.3 | N | IPP Non-CHP | LFG | biomass | TRUE
56683 | Landfill Gas | IC | 0.3 | N | IPP Non-CHP | LFG | biomass | TRUE
56683 | Landfill Gas | IC | 0.3 | N | IPP Non-CHP | LFG | biomass | TRUE
56683 | Landfill Gas | IC | 0.3 | N | IPP Non-CHP | LFG | biomass | TRUE
56683 | Landfill Gas | IC | 0.3 | N | IPP Non-CHP | LFG | biomass | TRUE
56683 | Landfill Gas | IC | 0.3 | N | IPP Non-CHP | LFG | biomass | TRUE
56683 | Landfill Gas | IC | 0.3 | N | IPP Non-CHP | LFG | biomass | TRUE
56683 | Landfill Gas | IC | 0.3 | N | IPP Non-CHP | LFG | biomass | TRUE
56683 | Landfill Gas | IC | 0.3 | N | IPP Non-CHP | LFG | biomass | TRUE
56683 | Landfill Gas | IC | 0.3 | N | IPP Non-CHP | LFG | biomass | TRUE
56683 | Landfill Gas | IC | 0.3 | N | IPP Non-CHP | LFG | biomass | TRUE
56683 | Landfill Gas | IC | 0.3 | N | IPP Non-CHP | LFG | biomass | TRUE
56683 | Landfill Gas | IC | 0.3 | N | IPP Non-CHP | LFG | biomass | TRUE
56683 | Landfill Gas | IC | 0.3 | N | IPP Non-CHP | LFG | biomass | TRUE
56683 | Landfill Gas | IC | 0.3 | N | IPP Non-CHP | LFG | biomass | TRUE
56683 | Landfill Gas | IC | 0.3 | N | IPP Non-CHP | LFG | biomass | TRUE
56683 | Landfill Gas | IC | 0.3 | N | IPP Non-CHP | LFG | biomass | TRUE
56683 | Landfill Gas | IC | 0.3 | N | IPP Non-CHP | LFG | biomass | TRUE
56683 | Landfill Gas | IC | 0.3 | N | IPP Non-CHP | LFG | biomass | TRUE
56683 | Landfill Gas | IC | 0.3 | N | IPP Non-CHP | LFG | biomass | TRUE
56683 | Landfill Gas | IC | 0.3 | N | IPP Non-CHP | LFG | biomass | TRUE
56683 | Landfill Gas | IC | 0.3 | N | IPP Non-CHP | LFG | biomass | TRUE
56683 | Landfill Gas | IC | 0.3 | N | IPP Non-CHP | LFG | biomass | TRUE
56683 | Landfill Gas | IC | 0.3 | N | IPP Non-CHP | LFG | biomass | TRUE
56683 | Landfill Gas | IC | 0.3 | N | IPP Non-CHP | LFG | biomass | TRUE
56683 | Landfill Gas | IC | 0.3 | N | IPP Non-CHP | LFG | biomass | TRUE
56683 | Landfill Gas | IC | 0.3 | N | IPP Non-CHP | LFG | biomass | TRUE
56683 | Landfill Gas | IC | 0.3 | N | IPP Non-CHP | LFG | biomass | TRUE
56683 | Landfill Gas | IC | 0.3 | N | IPP Non-CHP | LFG | biomass | TRUE
56683 | Landfill Gas | IC | 0.3 | N | IPP Non-CHP | LFG | biomass | TRUE
56683 | Landfill Gas | IC | 0.3 | N | IPP Non-CHP | LFG | biomass | TRUE
56683 | Landfill Gas | IC | 0.3 | N | IPP Non-CHP | LFG | biomass | TRUE
56684 | Landfill Gas | IC | 0.3 | N | IPP Non-CHP | LFG | biomass | TRUE
56684 | Landfill Gas | IC | 0.3 | N | IPP Non-CHP | LFG | biomass | TRUE
56684 | Landfill Gas | IC | 0.3 | N | IPP Non-CHP | LFG | biomass | TRUE
56684 | Landfill Gas | IC | 0.3 | N | IPP Non-CHP | LFG | biomass | TRUE
56684 | Landfill Gas | IC | 0.3 | N | IPP Non-CHP | LFG | biomass | TRUE
56684 | Landfill Gas | IC | 0.3 | N | IPP Non-CHP | LFG | biomass | TRUE
56684 | Landfill Gas | IC | 0.3 | N | IPP Non-CHP | LFG | biomass | TRUE
56684 | Landfill Gas | IC | 0.3 | N | IPP Non-CHP | LFG | biomass | TRUE
56684 | Landfill Gas | IC | 0.3 | N | IPP Non-CHP | LFG | biomass | TRUE
56684 | Landfill Gas | IC | 0.3 | N | IPP Non-CHP | LFG | biomass | TRUE
56684 | Landfill Gas | IC | 0.3 | N | IPP Non-CHP | LFG | biomass | TRUE
56684 | Landfill Gas | IC | 0.3 | N | IPP Non-CHP | LFG | biomass | TRUE
56684 | Landfill Gas | IC | 0.3 | N | IPP Non-CHP | LFG | biomass | TRUE
56684 | Landfill Gas | IC | 0.3 | N | IPP Non-CHP | LFG | biomass | TRUE
56684 | Landfill Gas | IC | 0.3 | N | IPP Non-CHP | LFG | biomass | TRUE
56684 | Landfill Gas | IC | 0.3 | N | IPP Non-CHP | LFG | biomass | TRUE
56684 | Landfill Gas | IC | 0.3 | N | IPP Non-CHP | LFG | biomass | TRUE
56684 | Landfill Gas | IC | 0.3 | N | IPP Non-CHP | LFG | biomass | TRUE
56684 | Landfill Gas | IC | 0.3 | N | IPP Non-CHP | LFG | biomass | TRUE
56684 | Landfill Gas | IC | 0.3 | N | IPP Non-CHP | LFG | biomass | TRUE
56684 | Landfill Gas | IC | 0.3 | N | IPP Non-CHP | LFG | biomass | TRUE
56684 | Landfill Gas | IC | 0.3 | N | IPP Non-CHP | LFG | biomass | TRUE
56684 | Landfill Gas | IC | 0.3 | N | IPP Non-CHP | LFG | biomass | TRUE
56684 | Landfill Gas | IC | 0.3 | N | IPP Non-CHP | LFG | biomass | TRUE
56684 | Landfill Gas | IC | 0.3 | N | IPP Non-CHP | LFG | biomass | TRUE
56684 | Landfill Gas | IC | 0.3 | N | IPP Non-CHP | LFG | biomass | TRUE
56684 | Landfill Gas | IC | 0.3 | N | IPP Non-CHP | LFG | biomass | TRUE
56684 | Landfill Gas | IC | 0.3 | N | IPP Non-CHP | LFG | biomass | TRUE
56684 | Landfill Gas | IC | 0.3 | N | IPP Non-CHP | LFG | biomass | TRUE
56684 | Landfill Gas | IC | 0.3 | N | IPP Non-CHP | LFG | biomass | TRUE
56684 | Landfill Gas | IC | 0.3 | N | IPP Non-CHP | LFG | biomass | TRUE
56684 | Landfill Gas | IC | 0.3 | N | IPP Non-CHP | LFG | biomass | TRUE
56684 | Landfill Gas | IC | 0.3 | N | IPP Non-CHP | LFG | biomass | TRUE
56684 | Landfill Gas | IC | 0.3 | N | IPP Non-CHP | LFG | biomass | TRUE
56684 | Landfill Gas | IC | 0.3 | N | IPP Non-CHP | LFG | biomass | TRUE
56684 | Landfill Gas | IC | 0.3 | N | IPP Non-CHP | LFG | biomass | TRUE
56684 | Landfill Gas | IC | 0.3 | N | IPP Non-CHP | LFG | biomass | TRUE
56684 | Landfill Gas | IC | 0.3 | N | IPP Non-CHP | LFG | biomass | TRUE
56684 | Landfill Gas | IC | 0.3 | N | IPP Non-CHP | LFG | biomass | TRUE
56684 | Landfill Gas | IC | 0.3 | N | IPP Non-CHP | LFG | biomass | TRUE
56684 | Landfill Gas | IC | 0.3 | N | IPP Non-CHP | LFG | biomass | TRUE
56684 | Landfill Gas | IC | 0.3 | N | IPP Non-CHP | LFG | biomass | TRUE
56684 | Landfill Gas | IC | 0.3 | N | IPP Non-CHP | LFG | biomass | TRUE
56684 | Landfill Gas | IC | 0.3 | N | IPP Non-CHP | LFG | biomass | TRUE
56684 | Landfill Gas | IC | 0.3 | N | IPP Non-CHP | LFG | biomass | TRUE
56684 | Landfill Gas | IC | 0.3 | N | IPP Non-CHP | LFG | biomass | TRUE
56684 | Landfill Gas | IC | 0.3 | N | IPP Non-CHP | LFG | biomass | TRUE
56684 | Landfill Gas | IC | 0.3 | N | IPP Non-CHP | LFG | biomass | TRUE
56686 | Landfill Gas | IC | 0.3 | N | IPP Non-CHP | LFG | biomass | TRUE
56686 | Landfill Gas | IC | 0.3 | N | IPP Non-CHP | LFG | biomass | TRUE
56686 | Landfill Gas | IC | 0.3 | N | IPP Non-CHP | LFG | biomass | TRUE
56686 | Landfill Gas | IC | 0.3 | N | IPP Non-CHP | LFG | biomass | TRUE
56686 | Landfill Gas | IC | 0.3 | N | IPP Non-CHP | LFG | biomass | TRUE
56686 | Landfill Gas | IC | 0.3 | N | IPP Non-CHP | LFG | biomass | TRUE
56686 | Landfill Gas | IC | 0.3 | N | IPP Non-CHP | LFG | biomass | TRUE
56686 | Landfill Gas | IC | 0.3 | N | IPP Non-CHP | LFG | biomass | TRUE
56686 | Landfill Gas | IC | 0.3 | N | IPP Non-CHP | LFG | biomass | TRUE
56686 | Landfill Gas | IC | 0.3 | N | IPP Non-CHP | LFG | biomass | TRUE
56686 | Landfill Gas | IC | 0.3 | N | IPP Non-CHP | LFG | biomass | TRUE
56686 | Landfill Gas | IC | 0.3 | N | IPP Non-CHP | LFG | biomass | TRUE
56686 | Landfill Gas | IC | 0.3 | N | IPP Non-CHP | LFG | biomass | TRUE
56686 | Landfill Gas | IC | 0.3 | N | IPP Non-CHP | LFG | biomass | TRUE
56686 | Landfill Gas | IC | 0.3 | N | IPP Non-CHP | LFG | biomass | TRUE
56686 | Landfill Gas | IC | 0.3 | N | IPP Non-CHP | LFG | biomass | TRUE
56686 | Landfill Gas | IC | 0.3 | N | IPP Non-CHP | LFG | biomass | TRUE
56686 | Landfill Gas | IC | 0.3 | N | IPP Non-CHP | LFG | biomass | TRUE
56686 | Landfill Gas | IC | 0.3 | N | IPP Non-CHP | LFG | biomass | TRUE
56686 | Landfill Gas | IC | 0.3 | N | IPP Non-CHP | LFG | biomass | TRUE
56686 | Landfill Gas | IC | 0.3 | N | IPP Non-CHP | LFG | biomass | TRUE
56686 | Landfill Gas | IC | 0.3 | N | IPP Non-CHP | LFG | biomass | TRUE
56686 | Landfill Gas | IC | 0.3 | N | IPP Non-CHP | LFG | biomass | TRUE
56686 | Landfill Gas | IC | 0.3 | N | IPP Non-CHP | LFG | biomass | TRUE
56686 | Landfill Gas | IC | 0.3 | N | IPP Non-CHP | LFG | biomass | TRUE
56686 | Landfill Gas | IC | 0.3 | N | IPP Non-CHP | LFG | biomass | TRUE
56686 | Landfill Gas | IC | 0.3 | N | IPP Non-CHP | LFG | biomass | TRUE
56686 | Landfill Gas | IC | 0.3 | N | IPP Non-CHP | LFG | biomass | TRUE
56686 | Landfill Gas | IC | 0.3 | N | IPP Non-CHP | LFG | biomass | TRUE
56686 | Landfill Gas | IC | 0.3 | N | IPP Non-CHP | LFG | biomass | TRUE
56686 | Landfill Gas | IC | 0.3 | N | IPP Non-CHP | LFG | biomass | TRUE
56686 | Landfill Gas | IC | 0.3 | N | IPP Non-CHP | LFG | biomass | TRUE
56686 | Landfill Gas | IC | 0.3 | N | IPP Non-CHP | LFG | biomass | TRUE
56686 | Landfill Gas | IC | 0.3 | N | IPP Non-CHP | LFG | biomass | TRUE
56686 | Landfill Gas | IC | 0.3 | N | IPP Non-CHP | LFG | biomass | TRUE
56686 | Landfill Gas | IC | 0.3 | N | IPP Non-CHP | LFG | biomass | TRUE
56687 | Landfill Gas | IC | 0.3 | N | IPP Non-CHP | LFG | biomass | TRUE
56687 | Landfill Gas | IC | 0.3 | N | IPP Non-CHP | LFG | biomass | TRUE
56687 | Landfill Gas | IC | 0.3 | N | IPP Non-CHP | LFG | biomass | TRUE
56687 | Landfill Gas | IC | 0.3 | N | IPP Non-CHP | LFG | biomass | TRUE
56687 | Landfill Gas | IC | 0.3 | N | IPP Non-CHP | LFG | biomass | TRUE
56687 | Landfill Gas | IC | 0.3 | N | IPP Non-CHP | LFG | biomass | TRUE
56687 | Landfill Gas | IC | 0.3 | N | IPP Non-CHP | LFG | biomass | TRUE
56687 | Landfill Gas | IC | 0.3 | N | IPP Non-CHP | LFG | biomass | TRUE
56687 | Landfill Gas | IC | 0.3 | N | IPP Non-CHP | LFG | biomass | TRUE
56687 | Landfill Gas | IC | 0.3 | N | IPP Non-CHP | LFG | biomass | TRUE
56687 | Landfill Gas | IC | 0.3 | N | IPP Non-CHP | LFG | biomass | TRUE
56687 | Landfill Gas | IC | 0.3 | N | IPP Non-CHP | LFG | biomass | TRUE
56687 | Landfill Gas | IC | 0.3 | N | IPP Non-CHP | LFG | biomass | TRUE
56687 | Landfill Gas | IC | 0.3 | N | IPP Non-CHP | LFG | biomass | TRUE
56687 | Landfill Gas | IC | 0.3 | N | IPP Non-CHP | LFG | biomass | TRUE
56687 | Landfill Gas | IC | 0.3 | N | IPP Non-CHP | LFG | biomass | TRUE
56687 | Landfill Gas | IC | 0.3 | N | IPP Non-CHP | LFG | biomass | TRUE
56687 | Landfill Gas | IC | 0.3 | N | IPP Non-CHP | LFG | biomass | TRUE
56687 | Landfill Gas | IC | 0.3 | N | IPP Non-CHP | LFG | biomass | TRUE
56687 | Landfill Gas | IC | 0.3 | N | IPP Non-CHP | LFG | biomass | TRUE
56687 | Landfill Gas | IC | 0.3 | N | IPP Non-CHP | LFG | biomass | TRUE
56687 | Landfill Gas | IC | 0.3 | N | IPP Non-CHP | LFG | biomass | TRUE
56687 | Landfill Gas | IC | 0.3 | N | IPP Non-CHP | LFG | biomass | TRUE
56687 | Landfill Gas | IC | 0.3 | N | IPP Non-CHP | LFG | biomass | TRUE
56687 | Landfill Gas | IC | 0.3 | N | IPP Non-CHP | LFG | biomass | TRUE
56687 | Landfill Gas | IC | 0.3 | N | IPP Non-CHP | LFG | biomass | TRUE
56687 | Landfill Gas | IC | 0.3 | N | IPP Non-CHP | LFG | biomass | TRUE
56687 | Landfill Gas | IC | 0.3 | N | IPP Non-CHP | LFG | biomass | TRUE
56687 | Landfill Gas | IC | 0.3 | N | IPP Non-CHP | LFG | biomass | TRUE
56687 | Landfill Gas | IC | 0.3 | N | IPP Non-CHP | LFG | biomass | TRUE
56687 | Landfill Gas | IC | 0.3 | N | IPP Non-CHP | LFG | biomass | TRUE
56687 | Landfill Gas | IC | 0.3 | N | IPP Non-CHP | LFG | biomass | TRUE
56687 | Landfill Gas | IC | 0.3 | N | IPP Non-CHP | LFG | biomass | TRUE
56687 | Landfill Gas | IC | 0.3 | N | IPP Non-CHP | LFG | biomass | TRUE
56687 | Landfill Gas | IC | 0.3 | N | IPP Non-CHP | LFG | biomass | TRUE
56687 | Landfill Gas | IC | 0.3 | N | IPP Non-CHP | LFG | biomass | TRUE
56687 | Landfill Gas | IC | 0.3 | N | IPP Non-CHP | LFG | biomass | TRUE
56687 | Landfill Gas | IC | 0.3 | N | IPP Non-CHP | LFG | biomass | TRUE
56687 | Landfill Gas | IC | 0.3 | N | IPP Non-CHP | LFG | biomass | TRUE
56687 | Landfill Gas | IC | 0.3 | N | IPP Non-CHP | LFG | biomass | TRUE
56687 | Landfill Gas | IC | 0.3 | N | IPP Non-CHP | LFG | biomass | TRUE
56687 | Landfill Gas | IC | 0.3 | N | IPP Non-CHP | LFG | biomass | TRUE
56687 | Landfill Gas | IC | 0.3 | N | IPP Non-CHP | LFG | biomass | TRUE
56687 | Landfill Gas | IC | 0.3 | N | IPP Non-CHP | LFG | biomass | TRUE
56687 | Landfill Gas | IC | 0.3 | N | IPP Non-CHP | LFG | biomass | TRUE
56687 | Landfill Gas | IC | 0.3 | N | IPP Non-CHP | LFG | biomass | TRUE
56687 | Landfill Gas | IC | 0.3 | N | IPP Non-CHP | LFG | biomass | TRUE
56687 | Landfill Gas | IC | 0.3 | N | IPP Non-CHP | LFG | biomass | TRUE
56688 | Landfill Gas | IC | 0.3 | N | IPP Non-CHP | LFG | biomass | TRUE
56688 | Landfill Gas | IC | 0.3 | N | IPP Non-CHP | LFG | biomass | TRUE
56688 | Landfill Gas | IC | 0.3 | N | IPP Non-CHP | LFG | biomass | TRUE
56688 | Landfill Gas | IC | 0.3 | N | IPP Non-CHP | LFG | biomass | TRUE
56688 | Landfill Gas | IC | 0.3 | N | IPP Non-CHP | LFG | biomass | TRUE
56688 | Landfill Gas | IC | 0.3 | N | IPP Non-CHP | LFG | biomass | TRUE
56688 | Landfill Gas | IC | 0.3 | N | IPP Non-CHP | LFG | biomass | TRUE
56688 | Landfill Gas | IC | 0.3 | N | IPP Non-CHP | LFG | biomass | TRUE
56688 | Landfill Gas | IC | 0.3 | N | IPP Non-CHP | LFG | biomass | TRUE
56688 | Landfill Gas | IC | 0.3 | N | IPP Non-CHP | LFG | biomass | TRUE
56688 | Landfill Gas | IC | 0.3 | N | IPP Non-CHP | LFG | biomass | TRUE
56688 | Landfill Gas | IC | 0.3 | N | IPP Non-CHP | LFG | biomass | TRUE
56688 | Landfill Gas | IC | 0.3 | N | IPP Non-CHP | LFG | biomass | TRUE
56688 | Landfill Gas | IC | 0.3 | N | IPP Non-CHP | LFG | biomass | TRUE
56688 | Landfill Gas | IC | 0.3 | N | IPP Non-CHP | LFG | biomass | TRUE
56688 | Landfill Gas | IC | 0.3 | N | IPP Non-CHP | LFG | biomass | TRUE
56688 | Landfill Gas | IC | 0.3 | N | IPP Non-CHP | LFG | biomass | TRUE
56688 | Landfill Gas | IC | 0.3 | N | IPP Non-CHP | LFG | biomass | TRUE
56690 | Landfill Gas | IC | 0.3 | N | IPP Non-CHP | LFG | biomass | TRUE
56690 | Landfill Gas | IC | 0.3 | N | IPP Non-CHP | LFG | biomass | TRUE
56690 | Landfill Gas | IC | 0.3 | N | IPP Non-CHP | LFG | biomass | TRUE
56690 | Landfill Gas | IC | 0.3 | N | IPP Non-CHP | LFG | biomass | TRUE
56690 | Landfill Gas | IC | 0.3 | N | IPP Non-CHP | LFG | biomass | TRUE
56690 | Landfill Gas | IC | 0.3 | N | IPP Non-CHP | LFG | biomass | TRUE
56690 | Landfill Gas | IC | 0.3 | N | IPP Non-CHP | LFG | biomass | TRUE
56690 | Landfill Gas | IC | 0.3 | N | IPP Non-CHP | LFG | biomass | TRUE
56690 | Landfill Gas | IC | 0.3 | N | IPP Non-CHP | LFG | biomass | TRUE
56690 | Landfill Gas | IC | 0.3 | N | IPP Non-CHP | LFG | biomass | TRUE
56690 | Landfill Gas | IC | 0.3 | N | IPP Non-CHP | LFG | biomass | TRUE
56690 | Landfill Gas | IC | 0.3 | N | IPP Non-CHP | LFG | biomass | TRUE
56690 | Landfill Gas | IC | 0.3 | N | IPP Non-CHP | LFG | biomass | TRUE
56690 | Landfill Gas | IC | 0.3 | N | IPP Non-CHP | LFG | biomass | TRUE
56690 | Landfill Gas | IC | 0.3 | N | IPP Non-CHP | LFG | biomass | TRUE
56690 | Landfill Gas | IC | 0.3 | N | IPP Non-CHP | LFG | biomass | TRUE
56690 | Landfill Gas | IC | 0.3 | N | IPP Non-CHP | LFG | biomass | TRUE
56690 | Landfill Gas | IC | 0.3 | N | IPP Non-CHP | LFG | biomass | TRUE
56692 | Petroleum Liquids | IC | 0.3 | N | IPP Non-CHP | DFO | petroleum | TRUE
56692 | Petroleum Liquids | IC | 0.3 | N | IPP Non-CHP | DFO | petroleum | TRUE
56692 | Petroleum Liquids | IC | 0.3 | N | IPP Non-CHP | DFO | petroleum | TRUE
56692 | Petroleum Liquids | IC | 0.3 | N | IPP Non-CHP | DFO | petroleum | TRUE
56692 | Petroleum Liquids | IC | 0.3 | N | IPP Non-CHP | DFO | petroleum | TRUE
56692 | Petroleum Liquids | IC | 0.3 | N | IPP Non-CHP | DFO | petroleum | TRUE
56692 | Petroleum Liquids | IC | 0.3 | N | IPP Non-CHP | DFO | petroleum | TRUE
56692 | Petroleum Liquids | IC | 0.3 | N | IPP Non-CHP | DFO | petroleum | TRUE
56692 | Petroleum Liquids | IC | 0.3 | N | IPP Non-CHP | DFO | petroleum | TRUE
56692 | Petroleum Liquids | IC | 0.3 | N | IPP Non-CHP | DFO | petroleum | TRUE
56692 | Petroleum Liquids | IC | 0.3 | N | IPP Non-CHP | DFO | petroleum | TRUE
56692 | Petroleum Liquids | IC | 0.3 | N | IPP Non-CHP | DFO | petroleum | TRUE
56692 | Petroleum Liquids | IC | 0.3 | N | IPP Non-CHP | DFO | petroleum | TRUE
56692 | Petroleum Liquids | IC | 0.3 | N | IPP Non-CHP | DFO | petroleum | TRUE
56692 | Petroleum Liquids | IC | 0.3 | N | IPP Non-CHP | DFO | petroleum | TRUE
56692 | Petroleum Liquids | IC | 0.3 | N | IPP Non-CHP | DFO | petroleum | TRUE
56692 | Petroleum Liquids | IC | 0.3 | N | IPP Non-CHP | DFO | petroleum | TRUE
56692 | Petroleum Liquids | IC | 0.3 | N | IPP Non-CHP | DFO | petroleum | TRUE
56692 | Petroleum Liquids | IC | 0.3 | N | IPP Non-CHP | DFO | petroleum | TRUE
56692 | Petroleum Liquids | IC | 0.3 | N | IPP Non-CHP | DFO | petroleum | TRUE
56692 | Petroleum Liquids | IC | 0.3 | N | IPP Non-CHP | DFO | petroleum | TRUE
56692 | Petroleum Liquids | IC | 0.3 | N | IPP Non-CHP | DFO | petroleum | TRUE
56692 | Petroleum Liquids | IC | 0.3 | N | IPP Non-CHP | DFO | petroleum | TRUE
56692 | Petroleum Liquids | IC | 0.3 | N | IPP Non-CHP | DFO | petroleum | TRUE
56692 | Petroleum Liquids | IC | 0.3 | N | IPP Non-CHP | DFO | petroleum | TRUE
56692 | Petroleum Liquids | IC | 0.3 | N | IPP Non-CHP | DFO | petroleum | TRUE
56692 | Petroleum Liquids | IC | 0.3 | N | IPP Non-CHP | DFO | petroleum | TRUE
56692 | Petroleum Liquids | IC | 0.3 | N | IPP Non-CHP | DFO | petroleum | TRUE
56692 | Petroleum Liquids | IC | 0.3 | N | IPP Non-CHP | DFO | petroleum | TRUE
56692 | Petroleum Liquids | IC | 0.3 | N | IPP Non-CHP | DFO | petroleum | TRUE
56692 | Petroleum Liquids | IC | 0.3 | N | IPP Non-CHP | DFO | petroleum | TRUE
56692 | Petroleum Liquids | IC | 0.3 | N | IPP Non-CHP | DFO | petroleum | TRUE
56692 | Petroleum Liquids | IC | 0.3 | N | IPP Non-CHP | DFO | petroleum | TRUE
56692 | Petroleum Liquids | IC | 0.3 | N | IPP Non-CHP | DFO | petroleum | TRUE
56692 | Petroleum Liquids | IC | 0.3 | N | IPP Non-CHP | DFO | petroleum | TRUE
56692 | Petroleum Liquids | IC | 0.3 | N | IPP Non-CHP | DFO | petroleum | TRUE
56693 | Landfill Gas | IC | 0.3 | N | IPP Non-CHP | LFG | biomass | TRUE
56693 | Landfill Gas | IC | 0.3 | N | IPP Non-CHP | LFG | biomass | TRUE
56693 | Landfill Gas | IC | 0.3 | N | IPP Non-CHP | LFG | biomass | TRUE
56693 | Landfill Gas | IC | 0.3 | N | IPP Non-CHP | LFG | biomass | TRUE
56693 | Landfill Gas | IC | 0.3 | N | IPP Non-CHP | LFG | biomass | TRUE
56693 | Landfill Gas | IC | 0.3 | N | IPP Non-CHP | LFG | biomass | TRUE
56693 | Landfill Gas | IC | 0.3 | N | IPP Non-CHP | LFG | biomass | TRUE
56693 | Landfill Gas | IC | 0.3 | N | IPP Non-CHP | LFG | biomass | TRUE
56693 | Landfill Gas | IC | 0.3 | N | IPP Non-CHP | LFG | biomass | TRUE
56693 | Landfill Gas | IC | 0.3 | N | IPP Non-CHP | LFG | biomass | TRUE
56693 | Landfill Gas | IC | 0.3 | N | IPP Non-CHP | LFG | biomass | TRUE
56693 | Landfill Gas | IC | 0.3 | N | IPP Non-CHP | LFG | biomass | TRUE
56693 | Landfill Gas | IC | 0.3 | N | IPP Non-CHP | LFG | biomass | TRUE
56693 | Landfill Gas | IC | 0.3 | N | IPP Non-CHP | LFG | biomass | TRUE
56693 | Landfill Gas | IC | 0.3 | N | IPP Non-CHP | LFG | biomass | TRUE
56693 | Landfill Gas | IC | 0.3 | N | IPP Non-CHP | LFG | biomass | TRUE
56693 | Landfill Gas | IC | 0.3 | N | IPP Non-CHP | LFG | biomass | TRUE
56693 | Landfill Gas | IC | 0.3 | N | IPP Non-CHP | LFG | biomass | TRUE
56693 | Landfill Gas | IC | 0.3 | N | IPP Non-CHP | LFG | biomass | TRUE
56693 | Landfill Gas | IC | 0.3 | N | IPP Non-CHP | LFG | biomass | TRUE
56693 | Landfill Gas | IC | 0.3 | N | IPP Non-CHP | LFG | biomass | TRUE
56693 | Landfill Gas | IC | 0.3 | N | IPP Non-CHP | LFG | biomass | TRUE
56693 | Landfill Gas | IC | 0.3 | N | IPP Non-CHP | LFG | biomass | TRUE
56693 | Landfill Gas | IC | 0.3 | N | IPP Non-CHP | LFG | biomass | TRUE
56693 | Landfill Gas | IC | 0.3 | N | IPP Non-CHP | LFG | biomass | TRUE
56693 | Landfill Gas | IC | 0.3 | N | IPP Non-CHP | LFG | biomass | TRUE
56693 | Landfill Gas | IC | 0.3 | N | IPP Non-CHP | LFG | biomass | TRUE
56693 | Landfill Gas | IC | 0.3 | N | IPP Non-CHP | LFG | biomass | TRUE
56693 | Landfill Gas | IC | 0.3 | N | IPP Non-CHP | LFG | biomass | TRUE
56693 | Landfill Gas | IC | 0.3 | N | IPP Non-CHP | LFG | biomass | TRUE
56693 | Landfill Gas | IC | 0.3 | N | IPP Non-CHP | LFG | biomass | TRUE
56693 | Landfill Gas | IC | 0.3 | N | IPP Non-CHP | LFG | biomass | TRUE
56693 | Landfill Gas | IC | 0.3 | N | IPP Non-CHP | LFG | biomass | TRUE
56693 | Landfill Gas | IC | 0.3 | N | IPP Non-CHP | LFG | biomass | TRUE
56693 | Landfill Gas | IC | 0.3 | N | IPP Non-CHP | LFG | biomass | TRUE
56693 | Landfill Gas | IC | 0.3 | N | IPP Non-CHP | LFG | biomass | TRUE
56694 | Conventional Hydroelectric | HY | 6.1 | N | Electric Utility | WAT | hydro | TRUE
56695 | Conventional Hydroelectric | HY | 46 | N | Electric Utility | WAT | hydro | TRUE
56695 | Conventional Hydroelectric | HY | 46 | N | Electric Utility | WAT | hydro | TRUE
56696 | Conventional Hydroelectric | HY | 2.2 | N | Electric Utility | WAT | hydro | TRUE
56697 | Conventional Hydroelectric | HY | 2.3 | N | Electric Utility | WAT | hydro | TRUE
56698 | Conventional Hydroelectric | HY | 26.8 | N | Electric Utility | WAT | hydro | TRUE
56699 | Onshore Wind Turbine | WT | 29.4 | N | IPP Non-CHP | WND | onshore wind | TRUE
56700 | Onshore Wind Turbine | WT | 37.8 | N | IPP Non-CHP | WND | onshore wind | TRUE
56701 | Natural Gas Internal Combustion Engine | IC | 2 | N | IPP Non-CHP | NG | natural gas peaker | TRUE
56701 | Natural Gas Internal Combustion Engine | IC | 2 | N | IPP Non-CHP | NG | natural gas peaker | TRUE
56701 | Natural Gas Internal Combustion Engine | IC | 2 | N | IPP Non-CHP | NG | natural gas peaker | TRUE
56701 | Natural Gas Internal Combustion Engine | IC | 2 | N | IPP Non-CHP | NG | natural gas peaker | TRUE
56702 | Onshore Wind Turbine | WT | 136.3 | N | Electric Utility | WND | onshore wind | TRUE
56703 | Conventional Hydroelectric | HY | 1 | N | IPP Non-CHP | WAT | hydro | TRUE
56703 | Conventional Hydroelectric | HY | 1.2 | N | IPP Non-CHP | WAT | hydro | TRUE
56703 | Conventional Hydroelectric | HY | 1.2 | N | IPP Non-CHP | WAT | hydro | TRUE
56703 | Conventional Hydroelectric | HY | 1.2 | N | IPP Non-CHP | WAT | hydro | TRUE
56703 | Conventional Hydroelectric | HY | 0.9 | N | IPP Non-CHP | WAT | hydro | TRUE
56704 | Conventional Hydroelectric | HY | 2 | N | IPP Non-CHP | WAT | hydro | TRUE
56705 | Conventional Hydroelectric | HY | 0.5 | N | IPP Non-CHP | WAT | hydro | TRUE
56705 | Conventional Hydroelectric | HY | 0.5 | N | IPP Non-CHP | WAT | hydro | TRUE
56706 | Wood/Wood Waste Biomass | ST | 10.8 | N | IPP Non-CHP | WDS | biomass | TRUE
56707 | Wood/Wood Waste Biomass | ST | 10.5 | N | IPP Non-CHP | WDS | biomass | TRUE
56708 | Natural Gas Steam Turbine | ST | 143.1 | N | Industrial Non-CHP | NG | natural gas peaker | FALSE
56708 | Natural Gas Steam Turbine | ST | 143.1 | N | Industrial Non-CHP | NG | natural gas peaker | FALSE
56709 | Onshore Wind Turbine | WT | 2.1 | N | IPP Non-CHP | WND | onshore wind | TRUE
56710 | Onshore Wind Turbine | WT | 2.1 | N | IPP Non-CHP | WND | onshore wind | TRUE
56711 | Onshore Wind Turbine | WT | 2.1 | N | IPP Non-CHP | WND | onshore wind | TRUE
56712 | Onshore Wind Turbine | WT | 2.1 | N | IPP Non-CHP | WND | onshore wind | TRUE
56750 | Onshore Wind Turbine | WT | 50 | N | IPP Non-CHP | WND | onshore wind | TRUE
56751 | Onshore Wind Turbine | WT | 18.9 | N | IPP Non-CHP | WND | onshore wind | TRUE
56752 | Onshore Wind Turbine | WT | 61 | N | IPP Non-CHP | WND | onshore wind | TRUE
56753 | Onshore Wind Turbine | WT | 80 | N | IPP Non-CHP | WND | onshore wind | TRUE
56754 | Onshore Wind Turbine | WT | 80 | N | IPP Non-CHP | WND | onshore wind | TRUE
56754 | Onshore Wind Turbine | WT | 69.6 | N | IPP Non-CHP | WND | onshore wind | TRUE
56755 | Onshore Wind Turbine | WT | 20 | N | IPP Non-CHP | WND | onshore wind | TRUE
56763 | Onshore Wind Turbine | WT | 149.5 | N | IPP Non-CHP | WND | onshore wind | TRUE
56763 | Onshore Wind Turbine | WT | 214.5 | N | IPP Non-CHP | WND | onshore wind | TRUE
56763 | Onshore Wind Turbine | WT | 186 | N | IPP Non-CHP | WND | onshore wind | TRUE
56763 | Onshore Wind Turbine | WT | 112.5 | N | IPP Non-CHP | WND | onshore wind | TRUE
56764 | Onshore Wind Turbine | WT | 20 | N | IPP Non-CHP | WND | onshore wind | TRUE
56765 | Onshore Wind Turbine | WT | 28 | N | IPP Non-CHP | WND | onshore wind | TRUE
56765 | Onshore Wind Turbine | WT | 132 | N | IPP Non-CHP | WND | onshore wind | TRUE
56767 | Onshore Wind Turbine | WT | 146 | N | IPP Non-CHP | WND | onshore wind | TRUE
56768 | Solar Photovoltaic | PV | 5 | N | IPP Non-CHP | SUN | solar PV | TRUE
56770 | Onshore Wind Turbine | WT | 102 | N | IPP Non-CHP | WND | onshore wind | TRUE
56771 | Onshore Wind Turbine | WT | 60 | N | IPP Non-CHP | WND | onshore wind | TRUE
56773 | Onshore Wind Turbine | WT | 150 | N | IPP Non-CHP | WND | onshore wind | TRUE
56774 | Onshore Wind Turbine | WT | 169.5 | N | IPP Non-CHP | WND | onshore wind | TRUE
56775 | Onshore Wind Turbine | WT | 120 | N | IPP Non-CHP | WND | onshore wind | TRUE
56777 | Onshore Wind Turbine | WT | 201.3 | N | IPP Non-CHP | WND | onshore wind | TRUE
56777 | Onshore Wind Turbine | WT | 100 | N | IPP Non-CHP | WND | onshore wind | TRUE
56777 | Onshore Wind Turbine | WT | 200 | N | IPP Non-CHP | WND | onshore wind | TRUE
56777 | Onshore Wind Turbine | WT | 99 | N | IPP Non-CHP | WND | onshore wind | TRUE
56779 | Onshore Wind Turbine | WT | 150 | N | IPP Non-CHP | WND | onshore wind | TRUE
56781 | Wood/Wood Waste Biomass | ST | 10 | Y | Industrial CHP | WDS | biomass | FALSE
56782 | Onshore Wind Turbine | WT | 30 | N | Electric Utility | WND | onshore wind | TRUE
56783 | Onshore Wind Turbine | WT | 121.9 | N | IPP Non-CHP | WND | onshore wind | TRUE
56784 | Onshore Wind Turbine | WT | 105 | N | IPP Non-CHP | WND | onshore wind | TRUE
56784 | Onshore Wind Turbine | WT | 96 | N | IPP Non-CHP | WND | onshore wind | TRUE
56785 | Conventional Steam Coal | ST | 2.5 | Y | Commercial CHP | BIT | hard coal | FALSE
56786 | Conventional Steam Coal | ST | 83.5 | Y | Electric Utility | LIG | lignite | TRUE
56787 | Natural Gas Fired Combustion Turbine | GT | 72.5 | Y | Industrial CHP | NG | natural gas peaker | FALSE
56789 | Onshore Wind Turbine | WT | 98.7 | N | IPP Non-CHP | WND | onshore wind | TRUE
56790 | Onshore Wind Turbine | WT | 108 | N | IPP Non-CHP | WND | onshore wind | TRUE
56791 | Onshore Wind Turbine | WT | 45 | N | IPP Non-CHP | WND | onshore wind | TRUE
56792 | Onshore Wind Turbine | WT | 50.4 | N | IPP Non-CHP | WND | onshore wind | TRUE
56793 | Onshore Wind Turbine | WT | 99 | N | IPP Non-CHP | WND | onshore wind | TRUE
56794 | Onshore Wind Turbine | WT | 49.5 | N | IPP Non-CHP | WND | onshore wind | TRUE
56795 | Onshore Wind Turbine | WT | 201.6 | N | IPP Non-CHP | WND | onshore wind | TRUE
56796 | Onshore Wind Turbine | WT | 50.4 | N | IPP Non-CHP | WND | onshore wind | TRUE
56797 | Onshore Wind Turbine | WT | 300 | N | IPP Non-CHP | WND | onshore wind | TRUE
56798 | Natural Gas Fired Combined Cycle | CA | 268 | N | IPP Non-CHP | NG | natural gas nonpeaker | TRUE
56798 | Natural Gas Fired Combined Cycle | CT | 177 | N | IPP Non-CHP | NG | natural gas nonpeaker | TRUE
56798 | Natural Gas Fired Combined Cycle | CT | 177 | N | IPP Non-CHP | NG | natural gas nonpeaker | TRUE
56799 | Natural Gas Fired Combustion Turbine | GT | 148 | N | Electric Utility | NG | natural gas peaker | TRUE
56799 | Natural Gas Fired Combustion Turbine | GT | 148 | N | Electric Utility | NG | natural gas peaker | TRUE
56800 | Onshore Wind Turbine | WT | 1.8 | N | Electric Utility | WND | onshore wind | TRUE
56803 | Natural Gas Fired Combustion Turbine | GT | 97 | N | IPP Non-CHP | NG | natural gas peaker | TRUE
56803 | Natural Gas Fired Combustion Turbine | GT | 97 | N | IPP Non-CHP | NG | natural gas peaker | TRUE
56803 | Natural Gas Fired Combustion Turbine | GT | 97 | N | IPP Non-CHP | NG | natural gas peaker | TRUE
56803 | Natural Gas Fired Combustion Turbine | GT | 97 | N | IPP Non-CHP | NG | natural gas peaker | TRUE
56804 | Onshore Wind Turbine | WT | 123 | N | IPP Non-CHP | WND | onshore wind | TRUE
56805 | Onshore Wind Turbine | WT | 100.5 | N | IPP Non-CHP | WND | onshore wind | TRUE
56806 | Natural Gas Fired Combined Cycle | CA | 172 | N | IPP Non-CHP | NG | natural gas nonpeaker | TRUE
56806 | Natural Gas Fired Combined Cycle | CT | 165 | N | IPP Non-CHP | NG | natural gas nonpeaker | TRUE
56806 | Natural Gas Fired Combined Cycle | CT | 165 | N | IPP Non-CHP | NG | natural gas nonpeaker | TRUE
56807 | Natural Gas Fired Combined Cycle | CT | 165 | N | Electric Utility | NG | natural gas nonpeaker | TRUE
56807 | Natural Gas Fired Combined Cycle | CT | 170 | N | Electric Utility | NG | natural gas nonpeaker | TRUE
56807 | Natural Gas Fired Combined Cycle | CA | 254 | N | Electric Utility | NG | natural gas nonpeaker | TRUE
56808 | Conventional Steam Coal | ST | 610 | N | Electric Utility | BIT | hard coal | TRUE
56809 | Onshore Wind Turbine | WT | 150 | N | Electric Utility | WND | onshore wind | TRUE
56810 | Onshore Wind Turbine | WT | 174.8 | N | Electric Utility | WND | onshore wind | TRUE
56811 | Onshore Wind Turbine | WT | 153 | N | Electric Utility | WND | onshore wind | TRUE
56812 | Solar Thermal with Energy Storage | CP | 147.7 | N | IPP Non-CHP | SUN | solar thermal | TRUE
56812 | Solar Thermal with Energy Storage | CP | 147.7 | N | IPP Non-CHP | SUN | solar thermal | TRUE
56813 | Solar Photovoltaic | PV | 0.5 | N | IPP Non-CHP | SUN | solar PV | TRUE
56813 | Solar Photovoltaic | PV | 0.5 | N | IPP Non-CHP | SUN | solar PV | TRUE
56814 | Solar Photovoltaic | PV | 0.4 | N | IPP Non-CHP | SUN | solar PV | TRUE
56814 | Solar Photovoltaic | PV | 0.4 | N | IPP Non-CHP | SUN | solar PV | TRUE
56815 | Solar Photovoltaic | PV | 1.9 | N | IPP Non-CHP | SUN | solar PV | TRUE
56818 | Onshore Wind Turbine | WT | 99 | N | Electric Utility | WND | onshore wind | TRUE
56819 | Onshore Wind Turbine | WT | 50 | N | Electric Utility | WND | onshore wind | TRUE
56823 | Onshore Wind Turbine | WT | 162.3 | N | IPP Non-CHP | WND | onshore wind | TRUE
56824 | Onshore Wind Turbine | WT | 4.2 | N | IPP Non-CHP | WND | onshore wind | TRUE
56825 | Onshore Wind Turbine | WT | 4.2 | N | IPP Non-CHP | WND | onshore wind | TRUE
56826 | Onshore Wind Turbine | WT | 4.2 | N | IPP Non-CHP | WND | onshore wind | TRUE
56827 | Onshore Wind Turbine | WT | 2.1 | N | IPP Non-CHP | WND | onshore wind | TRUE
56828 | Onshore Wind Turbine | WT | 2.1 | N | IPP Non-CHP | WND | onshore wind | TRUE
56829 | Onshore Wind Turbine | WT | 66 | N | IPP Non-CHP | WND | onshore wind | TRUE
56829 | Onshore Wind Turbine | WT | 66 | N | IPP Non-CHP | WND | onshore wind | TRUE
56831 | Onshore Wind Turbine | WT | 18.1 | N | Electric Utility | WND | onshore wind | TRUE
56832 | Geothermal | BT | 16 | N | IPP Non-CHP | GEO | geothermal | TRUE
56832 | Geothermal | BT | 16 | N | IPP Non-CHP | GEO | geothermal | TRUE
56832 | Geothermal | BT | 16 | N | IPP Non-CHP | GEO | geothermal | TRUE
56832 | Geothermal | BT | 16 | N | IPP Non-CHP | GEO | geothermal | TRUE
56833 | All Other | OT | 5.5 | N | IPP Non-CHP | WH | other | TRUE
56833 | All Other | OT | 5.5 | N | IPP Non-CHP | WH | other | TRUE
56833 | All Other | OT | 5.5 | N | IPP Non-CHP | WH | other | TRUE
56833 | All Other | OT | 5.5 | N | IPP Non-CHP | WH | other | TRUE
56834 | Onshore Wind Turbine | WT | 10 | N | IPP Non-CHP | WND | onshore wind | TRUE
56835 | Onshore Wind Turbine | WT | 10 | N | IPP Non-CHP | WND | onshore wind | TRUE
56836 | Onshore Wind Turbine | WT | 10 | N | IPP Non-CHP | WND | onshore wind | TRUE
56837 | Onshore Wind Turbine | WT | 10 | N | IPP Non-CHP | WND | onshore wind | TRUE
56838 | Onshore Wind Turbine | WT | 10 | N | IPP Non-CHP | WND | onshore wind | TRUE
56839 | Onshore Wind Turbine | WT | 10 | N | IPP Non-CHP | WND | onshore wind | TRUE
56840 | Onshore Wind Turbine | WT | 2.1 | N | IPP Non-CHP | WND | onshore wind | TRUE
56841 | Onshore Wind Turbine | WT | 99 | N | Electric Utility | WND | onshore wind | TRUE
56841 | Onshore Wind Turbine | WT | 39 | N | Electric Utility | WND | onshore wind | TRUE
56842 | Onshore Wind Turbine | WT | 99 | N | Electric Utility | WND | onshore wind | TRUE
56843 | Onshore Wind Turbine | WT | 99 | N | Electric Utility | WND | onshore wind | TRUE
56843 | Onshore Wind Turbine | WT | 19.5 | N | Electric Utility | WND | onshore wind | TRUE
56847 | Wood/Wood Waste Biomass | ST | 37.5 | N | IPP Non-CHP | WDS | biomass | TRUE
56848 | Other Gases | ST | 53 | Y | IPP CHP | OG | other | FALSE
56850 | Landfill Gas | IC | 1.6 | N | IPP Non-CHP | LFG | biomass | TRUE
56850 | Landfill Gas | IC | 1.6 | N | IPP Non-CHP | LFG | biomass | TRUE
56851 | Landfill Gas | IC | 1.5 | N | IPP Non-CHP | LFG | biomass | TRUE
56851 | Landfill Gas | IC | 1.5 | N | IPP Non-CHP | LFG | biomass | TRUE
56852 | Landfill Gas | IC | 1.5 | N | IPP Non-CHP | LFG | biomass | TRUE
56852 | Landfill Gas | IC | 1.5 | N | IPP Non-CHP | LFG | biomass | TRUE
56853 | Landfill Gas | IC | 1.5 | N | IPP Non-CHP | LFG | biomass | TRUE
56853 | Landfill Gas | IC | 1.5 | N | IPP Non-CHP | LFG | biomass | TRUE
56853 | Landfill Gas | IC | 1.5 | N | IPP Non-CHP | LFG | biomass | TRUE
56854 | Onshore Wind Turbine | WT | 96.6 | N | IPP Non-CHP | WND | onshore wind | TRUE
56855 | Onshore Wind Turbine | WT | 102.9 | N | IPP Non-CHP | WND | onshore wind | TRUE
56856 | Onshore Wind Turbine | WT | 100.5 | N | IPP Non-CHP | WND | onshore wind | TRUE
56857 | Onshore Wind Turbine | WT | 215 | N | IPP Non-CHP | WND | onshore wind | TRUE
56858 | Onshore Wind Turbine | WT | 100.7 | N | IPP Non-CHP | WND | onshore wind | TRUE
56859 | Onshore Wind Turbine | WT | 21 | N | IPP Non-CHP | WND | onshore wind | TRUE
56860 | Onshore Wind Turbine | WT | 14.7 | N | IPP Non-CHP | WND | onshore wind | TRUE
56862 | Solar Photovoltaic | PV | 0.3 | N | IPP Non-CHP | SUN | solar PV | TRUE
56862 | Solar Photovoltaic | PV | 0.3 | N | IPP Non-CHP | SUN | solar PV | TRUE
56862 | Solar Photovoltaic | PV | 0.3 | N | IPP Non-CHP | SUN | solar PV | TRUE
56862 | Solar Photovoltaic | PV | 0.3 | N | IPP Non-CHP | SUN | solar PV | TRUE
56863 | Landfill Gas | IC | 1.4 | N | IPP Non-CHP | LFG | biomass | TRUE
56863 | Landfill Gas | IC | 1.4 | N | IPP Non-CHP | LFG | biomass | TRUE
56864 | Landfill Gas | IC | 1.6 | N | IPP Non-CHP | LFG | biomass | TRUE
56864 | Landfill Gas | IC | 1.6 | N | IPP Non-CHP | LFG | biomass | TRUE
56864 | Landfill Gas | IC | 1.6 | N | IPP Non-CHP | LFG | biomass | TRUE
56864 | Landfill Gas | IC | 1.6 | N | IPP Non-CHP | LFG | biomass | TRUE
56864 | Landfill Gas | IC | 1.6 | N | IPP Non-CHP | LFG | biomass | TRUE
56864 | Landfill Gas | IC | 1.6 | N | IPP Non-CHP | LFG | biomass | TRUE
56865 | Landfill Gas | IC | 1.4 | N | IPP Non-CHP | LFG | biomass | TRUE
56865 | Landfill Gas | IC | 1.4 | N | IPP Non-CHP | LFG | biomass | TRUE
56868 | Landfill Gas | IC | 1.4 | N | IPP Non-CHP | LFG | biomass | TRUE
56868 | Landfill Gas | IC | 1.4 | N | IPP Non-CHP | LFG | biomass | TRUE
56868 | Landfill Gas | IC | 1.4 | N | IPP Non-CHP | LFG | biomass | TRUE
56868 | Landfill Gas | IC | 1.4 | N | IPP Non-CHP | LFG | biomass | TRUE
56868 | Landfill Gas | IC | 1.4 | N | IPP Non-CHP | LFG | biomass | TRUE
56868 | Landfill Gas | IC | 1.4 | N | IPP Non-CHP | LFG | biomass | TRUE
56868 | Landfill Gas | IC | 1.4 | N | IPP Non-CHP | LFG | biomass | TRUE
56868 | Landfill Gas | IC | 1.4 | N | IPP Non-CHP | LFG | biomass | TRUE
56868 | Landfill Gas | IC | 1.6 | N | IPP Non-CHP | LFG | biomass | TRUE
56868 | Landfill Gas | IC | 1.6 | N | IPP Non-CHP | LFG | biomass | TRUE
56868 | Landfill Gas | IC | 1.4 | N | IPP Non-CHP | LFG | biomass | TRUE
56868 | Landfill Gas | IC | 1.4 | N | IPP Non-CHP | LFG | biomass | TRUE
56868 | Landfill Gas | IC | 1.4 | N | IPP Non-CHP | LFG | biomass | TRUE
56868 | Landfill Gas | IC | 1.4 | N | IPP Non-CHP | LFG | biomass | TRUE
56868 | Landfill Gas | IC | 1.4 | N | IPP Non-CHP | LFG | biomass | TRUE
56868 | Landfill Gas | IC | 1.4 | N | IPP Non-CHP | LFG | biomass | TRUE
56868 | Landfill Gas | IC | 1.4 | N | IPP Non-CHP | LFG | biomass | TRUE
56868 | Landfill Gas | IC | 1.4 | N | IPP Non-CHP | LFG | biomass | TRUE
56869 | Landfill Gas | IC | 1.4 | N | IPP Non-CHP | LFG | biomass | TRUE
56869 | Landfill Gas | IC | 1.6 | N | IPP Non-CHP | LFG | biomass | TRUE
56869 | Landfill Gas | IC | 1.6 | N | IPP Non-CHP | LFG | biomass | TRUE
56869 | Landfill Gas | IC | 1.6 | N | IPP Non-CHP | LFG | biomass | TRUE
56869 | Landfill Gas | IC | 1.6 | N | IPP Non-CHP | LFG | biomass | TRUE
56869 | Landfill Gas | IC | 1.6 | N | IPP Non-CHP | LFG | biomass | TRUE
56869 | Landfill Gas | IC | 1.6 | N | IPP Non-CHP | LFG | biomass | TRUE
56869 | Landfill Gas | IC | 1.6 | N | IPP Non-CHP | LFG | biomass | TRUE
56869 | Landfill Gas | IC | 1.6 | N | IPP Non-CHP | LFG | biomass | TRUE
56869 | Landfill Gas | IC | 1.6 | N | IPP Non-CHP | LFG | biomass | TRUE
56869 | Landfill Gas | IC | 1.4 | N | IPP Non-CHP | LFG | biomass | TRUE
56869 | Landfill Gas | IC | 1.4 | N | IPP Non-CHP | LFG | biomass | TRUE
56869 | Landfill Gas | IC | 1.4 | N | IPP Non-CHP | LFG | biomass | TRUE
56869 | Landfill Gas | IC | 1.4 | N | IPP Non-CHP | LFG | biomass | TRUE
56869 | Landfill Gas | IC | 1.4 | N | IPP Non-CHP | LFG | biomass | TRUE
56869 | Landfill Gas | IC | 1.4 | N | IPP Non-CHP | LFG | biomass | TRUE
56869 | Landfill Gas | IC | 1.4 | N | IPP Non-CHP | LFG | biomass | TRUE
56869 | Landfill Gas | IC | 1.6 | N | IPP Non-CHP | LFG | biomass | TRUE
56870 | Landfill Gas | IC | 1 | N | IPP Non-CHP | LFG | biomass | TRUE
56870 | Landfill Gas | IC | 1 | N | IPP Non-CHP | LFG | biomass | TRUE
56870 | Landfill Gas | IC | 1 | N | IPP Non-CHP | LFG | biomass | TRUE
56870 | Landfill Gas | IC | 1 | N | IPP Non-CHP | LFG | biomass | TRUE
56870 | Landfill Gas | IC | 1 | N | IPP Non-CHP | LFG | biomass | TRUE
56870 | Landfill Gas | IC | 1 | N | IPP Non-CHP | LFG | biomass | TRUE
56870 | Landfill Gas | IC | 1 | N | IPP Non-CHP | LFG | biomass | TRUE
56870 | Landfill Gas | IC | 1 | N | IPP Non-CHP | LFG | biomass | TRUE
56871 | Landfill Gas | IC | 1.4 | N | IPP Non-CHP | LFG | biomass | TRUE
56871 | Landfill Gas | IC | 1.4 | N | IPP Non-CHP | LFG | biomass | TRUE
56871 | Landfill Gas | IC | 1.4 | N | IPP Non-CHP | LFG | biomass | TRUE
56871 | Landfill Gas | IC | 1.4 | N | IPP Non-CHP | LFG | biomass | TRUE
56871 | Landfill Gas | IC | 1.4 | N | IPP Non-CHP | LFG | biomass | TRUE
56873 | Landfill Gas | IC | 0.9 | N | Commercial Non-CHP | LFG | biomass | FALSE
56873 | Landfill Gas | IC | 1.6 | N | Commercial Non-CHP | LFG | biomass | FALSE
56874 | Onshore Wind Turbine | WT | 150 | N | IPP Non-CHP | WND | onshore wind | TRUE
56875 | Solar Photovoltaic | PV | 1 | N | IPP Non-CHP | SUN | solar PV | TRUE
56876 | Onshore Wind Turbine | WT | 100.5 | N | IPP Non-CHP | WND | onshore wind | TRUE
56877 | Solar Photovoltaic | PV | 1.5 | N | IPP Non-CHP | SUN | solar PV | TRUE
56878 | Onshore Wind Turbine | WT | 106 | N | IPP Non-CHP | WND | onshore wind | TRUE
56879 | Onshore Wind Turbine | WT | 50 | N | IPP Non-CHP | WND | onshore wind | TRUE
56880 | All Other | OT | 5.5 | N | IPP Non-CHP | WH | other | TRUE
56880 | All Other | OT | 5.5 | N | IPP Non-CHP | WH | other | TRUE
56880 | All Other | OT | 5.5 | N | IPP Non-CHP | WH | other | TRUE
56880 | All Other | OT | 5.5 | N | IPP Non-CHP | WH | other | TRUE
56883 | Solar Photovoltaic | PV | 0.2 | N | IPP Non-CHP | SUN | solar PV | TRUE
56883 | Solar Photovoltaic | PV | 0.2 | N | IPP Non-CHP | SUN | solar PV | TRUE
56883 | Solar Photovoltaic | PV | 0.1 | N | IPP Non-CHP | SUN | solar PV | TRUE
56883 | Solar Photovoltaic | PV | 0.2 | N | IPP Non-CHP | SUN | solar PV | TRUE
56883 | Solar Photovoltaic | PV | 0.1 | N | IPP Non-CHP | SUN | solar PV | TRUE
56883 | Solar Photovoltaic | PV | 0.2 | N | IPP Non-CHP | SUN | solar PV | TRUE
56883 | Solar Photovoltaic | PV | 0.2 | N | IPP Non-CHP | SUN | solar PV | TRUE
56883 | Solar Photovoltaic | PV | 0.2 | N | IPP Non-CHP | SUN | solar PV | TRUE
56883 | Solar Photovoltaic | PV | 0.1 | N | IPP Non-CHP | SUN | solar PV | TRUE
56884 | Landfill Gas | IC | 1.6 | N | IPP Non-CHP | LFG | biomass | TRUE
56884 | Landfill Gas | IC | 1.6 | N | IPP Non-CHP | LFG | biomass | TRUE
56884 | Landfill Gas | IC | 1.6 | N | IPP Non-CHP | LFG | biomass | TRUE
56887 | Landfill Gas | IC | 1.6 | N | IPP Non-CHP | LFG | biomass | TRUE
56887 | Landfill Gas | IC | 1.6 | N | IPP Non-CHP | LFG | biomass | TRUE
56887 | Landfill Gas | IC | 1.6 | N | IPP Non-CHP | LFG | biomass | TRUE
56887 | Landfill Gas | IC | 1.6 | N | IPP Non-CHP | LFG | biomass | TRUE
56888 | Solar Photovoltaic | PV | 0.5 | N | IPP Non-CHP | SUN | solar PV | TRUE
56888 | Solar Photovoltaic | PV | 0.5 | N | IPP Non-CHP | SUN | solar PV | TRUE
56888 | Solar Photovoltaic | PV | 0.5 | N | IPP Non-CHP | SUN | solar PV | TRUE
56888 | Solar Photovoltaic | PV | 0.5 | N | IPP Non-CHP | SUN | solar PV | TRUE
56889 | Solar Photovoltaic | PV | 1.7 | N | IPP Non-CHP | SUN | solar PV | TRUE
56890 | Landfill Gas | IC | 1.6 | N | IPP Non-CHP | LFG | biomass | TRUE
56891 | Landfill Gas | IC | 1.6 | N | IPP Non-CHP | LFG | biomass | TRUE
56891 | Landfill Gas | IC | 1.6 | N | IPP Non-CHP | LFG | biomass | TRUE
56892 | Petroleum Liquids | IC | 0.2 | N | Electric Utility | DFO | petroleum | TRUE
56893 | Conventional Hydroelectric | HY | 1.2 | N | Electric Utility | WAT | hydro | TRUE
56893 | Conventional Hydroelectric | HY | 1.2 | N | Electric Utility | WAT | hydro | TRUE
56893 | Conventional Hydroelectric | HY | 1.2 | N | Electric Utility | WAT | hydro | TRUE
56894 | Landfill Gas | IC | 1 | N | IPP Non-CHP | LFG | biomass | TRUE
56894 | Landfill Gas | IC | 1 | N | IPP Non-CHP | LFG | biomass | TRUE
56895 | Landfill Gas | IC | 1.8 | N | IPP Non-CHP | LFG | biomass | TRUE
56895 | Landfill Gas | IC | 1.8 | N | IPP Non-CHP | LFG | biomass | TRUE
56895 | Landfill Gas | IC | 1.8 | N | IPP Non-CHP | LFG | biomass | TRUE
56895 | Landfill Gas | IC | 1.8 | N | IPP Non-CHP | LFG | biomass | TRUE
56895 | Landfill Gas | IC | 1.8 | N | IPP Non-CHP | LFG | biomass | TRUE
56895 | Landfill Gas | IC | 1.8 | N | IPP Non-CHP | LFG | biomass | TRUE
56896 | Landfill Gas | IC | 0.9 | N | IPP Non-CHP | LFG | biomass | TRUE
56896 | Landfill Gas | IC | 0.9 | N | IPP Non-CHP | LFG | biomass | TRUE
56896 | Landfill Gas | IC | 0.9 | N | IPP Non-CHP | LFG | biomass | TRUE
56897 | Landfill Gas | IC | 1.8 | N | IPP Non-CHP | LFG | biomass | TRUE
56897 | Landfill Gas | IC | 1.8 | N | IPP Non-CHP | LFG | biomass | TRUE
56898 | Landfill Gas | GT | 4 | N | IPP Non-CHP | LFG | biomass | TRUE
56898 | Landfill Gas | GT | 4 | N | IPP Non-CHP | LFG | biomass | TRUE
56899 | Petroleum Liquids | IC | 1.5 | N | Electric Utility | DFO | petroleum | TRUE
56899 | Petroleum Liquids | IC | 1.5 | N | Electric Utility | DFO | petroleum | TRUE
56900 | Solar Photovoltaic | PV | 0.5 | N | Commercial Non-CHP | SUN | solar PV | FALSE
56900 | Solar Photovoltaic | PV | 0.5 | N | Commercial Non-CHP | SUN | solar PV | FALSE
56900 | Solar Photovoltaic | PV | 0.5 | N | Commercial Non-CHP | SUN | solar PV | FALSE
56900 | Solar Photovoltaic | PV | 0.5 | N | Commercial Non-CHP | SUN | solar PV | FALSE
56901 | Onshore Wind Turbine | WT | 97.5 | N | IPP Non-CHP | WND | onshore wind | TRUE
56902 | Onshore Wind Turbine | WT | 126 | N | IPP Non-CHP | WND | onshore wind | TRUE
56904 | Onshore Wind Turbine | WT | 106.5 | N | IPP Non-CHP | WND | onshore wind | TRUE
56905 | Onshore Wind Turbine | WT | 114 | N | IPP Non-CHP | WND | onshore wind | TRUE
56908 | Natural Gas Fired Combustion Turbine | GT | 44.1 | N | Electric Utility | NG | natural gas peaker | TRUE
56908 | Natural Gas Fired Combustion Turbine | GT | 44.1 | N | Electric Utility | NG | natural gas peaker | TRUE
56908 | Natural Gas Fired Combustion Turbine | GT | 44.1 | N | Electric Utility | NG | natural gas peaker | TRUE
56909 | Solar Photovoltaic | PV | 0.3 | N | Commercial Non-CHP | SUN | solar PV | FALSE
56909 | Solar Photovoltaic | PV | 0.3 | N | Commercial Non-CHP | SUN | solar PV | FALSE
56909 | Solar Photovoltaic | PV | 0.3 | N | Commercial Non-CHP | SUN | solar PV | FALSE
56909 | Solar Photovoltaic | PV | 0.3 | N | Commercial Non-CHP | SUN | solar PV | FALSE
56911 | Landfill Gas | GT | 4.3 | N | IPP Non-CHP | LFG | biomass | TRUE
56911 | Landfill Gas | GT | 4.4 | N | IPP Non-CHP | LFG | biomass | TRUE
56912 | Onshore Wind Turbine | WT | 40.5 | N | IPP Non-CHP | WND | onshore wind | TRUE
56913 | Onshore Wind Turbine | WT | 50 | N | IPP Non-CHP | WND | onshore wind | TRUE
56914 | Natural Gas Fired Combustion Turbine | GT | 47.8 | N | IPP Non-CHP | NG | natural gas peaker | TRUE
56914 | Natural Gas Fired Combustion Turbine | GT | 47.8 | N | IPP Non-CHP | NG | natural gas peaker | TRUE
56915 | Solar Photovoltaic | PV | 0.5 | N | IPP Non-CHP | SUN | solar PV | TRUE
56915 | Solar Photovoltaic | PV | 0.5 | N | IPP Non-CHP | SUN | solar PV | TRUE
56915 | Solar Photovoltaic | PV | 0.5 | N | IPP Non-CHP | SUN | solar PV | TRUE
56915 | Solar Photovoltaic | PV | 0.5 | N | IPP Non-CHP | SUN | solar PV | TRUE
56917 | Solar Photovoltaic | PV | 101 | N | IPP Non-CHP | SUN | solar PV | TRUE
56917 | Solar Photovoltaic | PV | 64.6 | N | IPP Non-CHP | SUN | solar PV | TRUE
56917 | Solar Photovoltaic | PV | 34.3 | N | IPP Non-CHP | SUN | solar PV | TRUE
56919 | Onshore Wind Turbine | WT | 148.5 | N | IPP Non-CHP | WND | onshore wind | TRUE
56920 | Onshore Wind Turbine | WT | 142.5 | N | IPP Non-CHP | WND | onshore wind | TRUE
56921 | Onshore Wind Turbine | WT | 115.5 | N | IPP Non-CHP | WND | onshore wind | TRUE
56922 | Solar Photovoltaic | PV | 0.4 | N | IPP Non-CHP | SUN | solar PV | TRUE
56922 | Solar Photovoltaic | PV | 0.9 | N | IPP Non-CHP | SUN | solar PV | TRUE
56923 | Onshore Wind Turbine | WT | 150 | N | IPP Non-CHP | WND | onshore wind | TRUE
56924 | Onshore Wind Turbine | WT | 150 | N | IPP Non-CHP | WND | onshore wind | TRUE
56925 | Onshore Wind Turbine | WT | 200 | N | IPP Non-CHP | WND | onshore wind | TRUE
56928 | Natural Gas Fired Combustion Turbine | GT | 4.5 | Y | Commercial CHP | NG | natural gas peaker | FALSE
56929 | Solar Photovoltaic | PV | 25 | N | Electric Utility | SUN | solar PV | TRUE
56930 | Solar Photovoltaic | PV | 10 | N | Electric Utility | SUN | solar PV | TRUE
56931 | Wood/Wood Waste Biomass | ST | 50 | N | IPP Non-CHP | WDS | biomass | TRUE
56932 | Petroleum Liquids | IC | 1 | N | Commercial Non-CHP | DFO | petroleum | FALSE
56933 | Onshore Wind Turbine | WT | 9.9 | N | IPP Non-CHP | WND | onshore wind | TRUE
56934 | Onshore Wind Turbine | WT | 10.5 | N | IPP Non-CHP | WND | onshore wind | TRUE
56935 | Onshore Wind Turbine | WT | 18.9 | N | IPP Non-CHP | WND | onshore wind | TRUE
56936 | Conventional Hydroelectric | HY | 2.3 | N | Industrial Non-CHP | WAT | hydro | FALSE
56936 | Conventional Hydroelectric | HY | 1.9 | N | Industrial Non-CHP | WAT | hydro | FALSE
56936 | Conventional Hydroelectric | HY | 2.1 | N | Industrial Non-CHP | WAT | hydro | FALSE
56936 | Conventional Hydroelectric | HY | 2.3 | N | Industrial Non-CHP | WAT | hydro | FALSE
56936 | Conventional Hydroelectric | HY | 2.7 | N | Industrial Non-CHP | WAT | hydro | FALSE
56937 | Petroleum Liquids | IC | 1.5 | N | Industrial Non-CHP | DFO | petroleum | FALSE
56938 | Solar Photovoltaic | PV | 1.2 | N | IPP Non-CHP | SUN | solar PV | TRUE
56939 | Solar Photovoltaic | PV | 21 | N | IPP Non-CHP | SUN | solar PV | TRUE
56941 | Onshore Wind Turbine | WT | 99 | N | IPP Non-CHP | WND | onshore wind | TRUE
56941 | Onshore Wind Turbine | WT | 51 | N | IPP Non-CHP | WND | onshore wind | TRUE
56941 | Onshore Wind Turbine | WT | 49.5 | N | IPP Non-CHP | WND | onshore wind | TRUE
56941 | Onshore Wind Turbine | WT | 10.5 | N | IPP Non-CHP | WND | onshore wind | TRUE
56942 | Onshore Wind Turbine | WT | 99 | N | IPP Non-CHP | WND | onshore wind | TRUE
56942 | Onshore Wind Turbine | WT | 30 | N | IPP Non-CHP | WND | onshore wind | TRUE
56944 | Solar Photovoltaic | PV | 10 | N | IPP Non-CHP | SUN | solar PV | TRUE
56945 | Onshore Wind Turbine | WT | 100 | N | IPP Non-CHP | WND | onshore wind | TRUE
56946 | Onshore Wind Turbine | WT | 18.9 | N | IPP Non-CHP | WND | onshore wind | TRUE
56947 | Onshore Wind Turbine | WT | 81 | N | IPP Non-CHP | WND | onshore wind | TRUE
56948 | Natural Gas Fired Combustion Turbine | GT | 43.4 | N | IPP Non-CHP | NG | natural gas peaker | TRUE
56948 | Natural Gas Fired Combustion Turbine | GT | 43.4 | N | IPP Non-CHP | NG | natural gas peaker | TRUE
56948 | Natural Gas Fired Combustion Turbine | GT | 43.4 | N | IPP Non-CHP | NG | natural gas peaker | TRUE
56948 | Natural Gas Fired Combustion Turbine | GT | 43.4 | N | IPP Non-CHP | NG | natural gas peaker | TRUE
56948 | Natural Gas Fired Combustion Turbine | GT | 43.4 | N | IPP Non-CHP | NG | natural gas peaker | TRUE
56948 | Natural Gas Fired Combustion Turbine | GT | 43.4 | N | IPP Non-CHP | NG | natural gas peaker | TRUE
56948 | Natural Gas Fired Combustion Turbine | GT | 43.4 | N | IPP Non-CHP | NG | natural gas peaker | TRUE
56948 | Natural Gas Fired Combustion Turbine | GT | 43.4 | N | IPP Non-CHP | NG | natural gas peaker | TRUE
56948 | Natural Gas Fired Combustion Turbine | GT | 43.4 | N | IPP Non-CHP | NG | natural gas peaker | TRUE
56948 | Natural Gas Fired Combustion Turbine | GT | 43.4 | N | IPP Non-CHP | NG | natural gas peaker | TRUE
56948 | Natural Gas Fired Combustion Turbine | GT | 43.4 | N | IPP Non-CHP | NG | natural gas peaker | TRUE
56948 | Natural Gas Fired Combustion Turbine | GT | 43.4 | N | IPP Non-CHP | NG | natural gas peaker | TRUE
56951 | Landfill Gas | IC | 1.5 | N | IPP Non-CHP | LFG | biomass | TRUE
56951 | Landfill Gas | IC | 1.5 | N | IPP Non-CHP | LFG | biomass | TRUE
56952 | Onshore Wind Turbine | WT | 72 | N | IPP Non-CHP | WND | onshore wind | TRUE
56953 | Onshore Wind Turbine | WT | 112 | N | IPP Non-CHP | WND | onshore wind | TRUE
56954 | Petroleum Liquids | IC | 2 | N | Electric Utility | DFO | petroleum | TRUE
56954 | Petroleum Liquids | IC | 2 | N | Electric Utility | DFO | petroleum | TRUE
56954 | Petroleum Liquids | IC | 1.8 | N | Electric Utility | DFO | petroleum | TRUE
56954 | Petroleum Liquids | IC | 1.8 | N | Electric Utility | DFO | petroleum | TRUE
56954 | Petroleum Liquids | IC | 1.8 | N | Electric Utility | DFO | petroleum | TRUE
56954 | Petroleum Liquids | IC | 1.8 | N | Electric Utility | DFO | petroleum | TRUE
56956 | Onshore Wind Turbine | WT | 180 | N | IPP Non-CHP | WND | onshore wind | TRUE
56957 | Landfill Gas | IC | 1.6 | N | IPP Non-CHP | LFG | biomass | TRUE
56957 | Landfill Gas | IC | 1.6 | N | IPP Non-CHP | LFG | biomass | TRUE
56957 | Landfill Gas | IC | 1.6 | N | IPP Non-CHP | LFG | biomass | TRUE
56957 | Landfill Gas | IC | 1.6 | N | IPP Non-CHP | LFG | biomass | TRUE
56957 | Landfill Gas | IC | 1.6 | N | IPP Non-CHP | LFG | biomass | TRUE
56958 | Landfill Gas | IC | 1.6 | N | IPP Non-CHP | LFG | biomass | TRUE
56958 | Landfill Gas | IC | 1.6 | N | IPP Non-CHP | LFG | biomass | TRUE
56958 | Landfill Gas | IC | 1.6 | N | IPP Non-CHP | LFG | biomass | TRUE
56958 | Landfill Gas | IC | 1.6 | N | IPP Non-CHP | LFG | biomass | TRUE
56959 | Onshore Wind Turbine | WT | 58.8 | N | IPP Non-CHP | WND | onshore wind | TRUE
56960 | Onshore Wind Turbine | WT | 29.4 | N | IPP Non-CHP | WND | onshore wind | TRUE
56961 | Batteries | BA | 36 | N | IPP Non-CHP | MWH | other | TRUE
56961 | Onshore Wind Turbine | WT | 60 | N | IPP Non-CHP | WND | onshore wind | TRUE
56961 | Onshore Wind Turbine | WT | 92.5 | N | IPP Non-CHP | WND | onshore wind | TRUE
56962 | Landfill Gas | IC | 1.6 | N | IPP Non-CHP | LFG | biomass | TRUE
56962 | Landfill Gas | IC | 1.6 | N | IPP Non-CHP | LFG | biomass | TRUE
56963 | Natural Gas Fired Combined Cycle | CT | 208.1 | N | IPP Non-CHP | NG | natural gas nonpeaker | TRUE
56963 | Natural Gas Fired Combined Cycle | CT | 207 | N | IPP Non-CHP | NG | natural gas nonpeaker | TRUE
56963 | Natural Gas Fired Combined Cycle | CA | 295.9 | N | IPP Non-CHP | NG | natural gas nonpeaker | TRUE
56964 | Natural Gas Fired Combustion Turbine | GT | 61.2 | N | IPP Non-CHP | NG | natural gas peaker | TRUE
56964 | Natural Gas Fired Combustion Turbine | GT | 59.4 | N | IPP Non-CHP | NG | natural gas peaker | TRUE
56964 | Natural Gas Fired Combustion Turbine | GT | 58.9 | N | IPP Non-CHP | NG | natural gas peaker | TRUE
56964 | Natural Gas Fired Combustion Turbine | GT | 59.7 | N | IPP Non-CHP | NG | natural gas peaker | TRUE
56964 | Natural Gas Fired Combustion Turbine | GT | 59.4 | N | IPP Non-CHP | NG | natural gas peaker | TRUE
56964 | Natural Gas Fired Combustion Turbine | GT | 59.9 | N | IPP Non-CHP | NG | natural gas peaker | TRUE
56964 | Natural Gas Fired Combustion Turbine | GT | 60.5 | N | IPP Non-CHP | NG | natural gas peaker | TRUE
56964 | Natural Gas Fired Combustion Turbine | GT | 60.9 | N | IPP Non-CHP | NG | natural gas peaker | TRUE
56966 | Solar Photovoltaic | PV | 1 | N | IPP Non-CHP | SUN | solar PV | TRUE
56967 | Onshore Wind Turbine | WT | 5 | N | IPP Non-CHP | WND | onshore wind | TRUE
56968 | Onshore Wind Turbine | WT | 1.7 | N | IPP Non-CHP | WND | onshore wind | TRUE
56969 | Onshore Wind Turbine | WT | 10 | N | IPP Non-CHP | WND | onshore wind | TRUE
56970 | Onshore Wind Turbine | WT | 10 | N | IPP Non-CHP | WND | onshore wind | TRUE
56971 | Onshore Wind Turbine | WT | 9.9 | N | IPP Non-CHP | WND | onshore wind | TRUE
56972 | Onshore Wind Turbine | WT | 8.3 | N | IPP Non-CHP | WND | onshore wind | TRUE
56973 | Onshore Wind Turbine | WT | 9.9 | N | IPP Non-CHP | WND | onshore wind | TRUE
56974 | Onshore Wind Turbine | WT | 3.3 | N | IPP Non-CHP | WND | onshore wind | TRUE
56975 | Onshore Wind Turbine | WT | 6.6 | N | IPP Non-CHP | WND | onshore wind | TRUE
56978 | Conventional Hydroelectric | HY | 0.3 | N | IPP Non-CHP | WAT | hydro | TRUE
56978 | Conventional Hydroelectric | HY | 0.3 | N | IPP Non-CHP | WAT | hydro | TRUE
56978 | Conventional Hydroelectric | HY | 0.3 | N | IPP Non-CHP | WAT | hydro | TRUE
56978 | Conventional Hydroelectric | HY | 0.3 | N | IPP Non-CHP | WAT | hydro | TRUE
56979 | Onshore Wind Turbine | WT | 199.5 | N | IPP Non-CHP | WND | onshore wind | TRUE
56980 | Onshore Wind Turbine | WT | 52.5 | N | IPP Non-CHP | WND | onshore wind | TRUE
56981 | Onshore Wind Turbine | WT | 249 | N | IPP Non-CHP | WND | onshore wind | TRUE
56982 | Geothermal | BT | 13 | N | IPP Non-CHP | GEO | geothermal | TRUE
56982 | Geothermal | BT | 13 | N | IPP Non-CHP | GEO | geothermal | TRUE
56982 | Geothermal | BT | 13 | N | IPP Non-CHP | GEO | geothermal | TRUE
56983 | Onshore Wind Turbine | WT | 180 | N | IPP Non-CHP | WND | onshore wind | TRUE
56984 | Onshore Wind Turbine | WT | 197 | N | IPP Non-CHP | WND | onshore wind | TRUE
56985 | Onshore Wind Turbine | WT | 148.5 | N | IPP Non-CHP | WND | onshore wind | TRUE
56986 | Landfill Gas | IC | 1.6 | N | IPP Non-CHP | LFG | biomass | TRUE
56986 | Landfill Gas | IC | 1.6 | N | IPP Non-CHP | LFG | biomass | TRUE
56986 | Landfill Gas | IC | 1.6 | N | IPP Non-CHP | LFG | biomass | TRUE
56986 | Landfill Gas | IC | 1.6 | N | IPP Non-CHP | LFG | biomass | TRUE
56987 | Landfill Gas | IC | 1.6 | N | IPP Non-CHP | LFG | biomass | TRUE
56987 | Landfill Gas | IC | 1.6 | N | IPP Non-CHP | LFG | biomass | TRUE
56987 | Landfill Gas | IC | 1.6 | N | IPP Non-CHP | LFG | biomass | TRUE
56989 | Onshore Wind Turbine | WT | 57 | N | IPP Non-CHP | WND | onshore wind | TRUE
56990 | Onshore Wind Turbine | WT | 60 | N | IPP Non-CHP | WND | onshore wind | TRUE
56991 | Onshore Wind Turbine | WT | 25.5 | N | IPP Non-CHP | WND | onshore wind | TRUE
56993 | Solar Photovoltaic | PV | 1.5 | N | IPP Non-CHP | SUN | solar PV | TRUE
56994 | Onshore Wind Turbine | WT | 100.5 | N | Electric Utility | WND | onshore wind | TRUE
56995 | Landfill Gas | IC | 1 | N | Electric Utility | LFG | biomass | TRUE
56996 | Solar Photovoltaic | PV | 0.5 | N | Electric Utility | SUN | solar PV | TRUE
56996 | Solar Photovoltaic | PV | 0.5 | N | Electric Utility | SUN | solar PV | TRUE
56997 | Conventional Hydroelectric | HY | 8 | N | IPP Non-CHP | WAT | hydro | TRUE
56997 | Conventional Hydroelectric | HY | 8 | N | IPP Non-CHP | WAT | hydro | TRUE
56998 | Natural Gas Fired Combined Cycle | CT | 37 | N | IPP Non-CHP | NG | natural gas nonpeaker | TRUE
56998 | Natural Gas Fired Combined Cycle | CA | 20 | N | IPP Non-CHP | NG | natural gas nonpeaker | TRUE
56998 | Natural Gas Fired Combined Cycle | CT | 37 | N | IPP Non-CHP | NG | natural gas nonpeaker | TRUE
56998 | Natural Gas Fired Combined Cycle | CA | 20 | N | IPP Non-CHP | NG | natural gas nonpeaker | TRUE
56998 | Natural Gas Fired Combined Cycle | CT | 37 | N | IPP Non-CHP | NG | natural gas nonpeaker | TRUE
56998 | Natural Gas Fired Combined Cycle | CT | 37 | N | IPP Non-CHP | NG | natural gas nonpeaker | TRUE
56998 | Natural Gas Fired Combustion Turbine | GT | 90 | N | IPP Non-CHP | NG | natural gas peaker | TRUE
56998 | Natural Gas Fired Combustion Turbine | GT | 90 | N | IPP Non-CHP | NG | natural gas peaker | TRUE
57001 | Natural Gas Fired Combustion Turbine | GT | 43.5 | N | IPP Non-CHP | NG | natural gas peaker | TRUE
57002 | Onshore Wind Turbine | WT | 148 | N | IPP Non-CHP | WND | onshore wind | TRUE
57003 | Landfill Gas | IC | 1.6 | N | IPP Non-CHP | LFG | biomass | TRUE
57003 | Landfill Gas | IC | 1.6 | N | IPP Non-CHP | LFG | biomass | TRUE
57004 | Solar Photovoltaic | PV | 0.9 | N | IPP Non-CHP | SUN | solar PV | TRUE
57005 | Solar Photovoltaic | PV | 0.9 | N | IPP Non-CHP | SUN | solar PV | TRUE
57006 | Solar Photovoltaic | PV | 0.9 | N | IPP Non-CHP | SUN | solar PV | TRUE
57007 | Solar Photovoltaic | PV | 0.9 | N | IPP Non-CHP | SUN | solar PV | TRUE
57008 | Solar Photovoltaic | PV | 0.8 | N | IPP Non-CHP | SUN | solar PV | TRUE
57009 | Solar Photovoltaic | PV | 0.9 | N | IPP Non-CHP | SUN | solar PV | TRUE
57010 | Solar Photovoltaic | PV | 0.9 | N | IPP Non-CHP | SUN | solar PV | TRUE
57011 | Solar Photovoltaic | PV | 0.9 | N | IPP Non-CHP | SUN | solar PV | TRUE
57012 | Solar Photovoltaic | PV | 0.9 | N | IPP Non-CHP | SUN | solar PV | TRUE
57014 | Landfill Gas | IC | 0.8 | N | IPP Non-CHP | LFG | biomass | TRUE
57014 | Landfill Gas | IC | 0.8 | N | IPP Non-CHP | LFG | biomass | TRUE
57014 | Landfill Gas | IC | 0.8 | N | IPP Non-CHP | LFG | biomass | TRUE
57014 | Landfill Gas | IC | 0.8 | N | IPP Non-CHP | LFG | biomass | TRUE
57014 | Landfill Gas | IC | 0.8 | N | IPP Non-CHP | LFG | biomass | TRUE
57014 | Landfill Gas | IC | 0.8 | N | IPP Non-CHP | LFG | biomass | TRUE
57015 | Landfill Gas | IC | 0.8 | N | IPP Non-CHP | LFG | biomass | TRUE
57015 | Landfill Gas | IC | 1.6 | N | IPP Non-CHP | LFG | biomass | TRUE
57015 | Landfill Gas | IC | 1.6 | N | IPP Non-CHP | LFG | biomass | TRUE
57015 | Landfill Gas | IC | 1.6 | N | IPP Non-CHP | LFG | biomass | TRUE
57015 | Landfill Gas | IC | 0.8 | N | IPP Non-CHP | LFG | biomass | TRUE
57015 | Landfill Gas | IC | 0.8 | N | IPP Non-CHP | LFG | biomass | TRUE
57015 | Landfill Gas | IC | 0.8 | N | IPP Non-CHP | LFG | biomass | TRUE
57015 | Landfill Gas | IC | 0.8 | N | IPP Non-CHP | LFG | biomass | TRUE
57015 | Landfill Gas | IC | 0.8 | N | IPP Non-CHP | LFG | biomass | TRUE
57015 | Landfill Gas | IC | 0.8 | N | IPP Non-CHP | LFG | biomass | TRUE
57015 | Landfill Gas | IC | 0.8 | N | IPP Non-CHP | LFG | biomass | TRUE
57015 | Landfill Gas | IC | 1.6 | N | IPP Non-CHP | LFG | biomass | TRUE
57016 | Landfill Gas | IC | 1.6 | N | IPP Non-CHP | LFG | biomass | TRUE
57016 | Landfill Gas | IC | 1.6 | N | IPP Non-CHP | LFG | biomass | TRUE
57017 | Landfill Gas | IC | 0.8 | N | IPP Non-CHP | LFG | biomass | TRUE
57017 | Landfill Gas | IC | 0.8 | N | IPP Non-CHP | LFG | biomass | TRUE
57017 | Landfill Gas | IC | 0.8 | N | IPP Non-CHP | LFG | biomass | TRUE
57017 | Landfill Gas | IC | 0.8 | N | IPP Non-CHP | LFG | biomass | TRUE
57018 | Landfill Gas | IC | 0.8 | N | IPP Non-CHP | LFG | biomass | TRUE
57018 | Landfill Gas | IC | 0.8 | N | IPP Non-CHP | LFG | biomass | TRUE
57018 | Landfill Gas | IC | 0.8 | N | IPP Non-CHP | LFG | biomass | TRUE
57018 | Landfill Gas | IC | 0.8 | N | IPP Non-CHP | LFG | biomass | TRUE
57018 | Landfill Gas | IC | 0.8 | N | IPP Non-CHP | LFG | biomass | TRUE
57018 | Landfill Gas | IC | 0.8 | N | IPP Non-CHP | LFG | biomass | TRUE
57018 | Landfill Gas | IC | 0.8 | N | IPP Non-CHP | LFG | biomass | TRUE
57018 | Landfill Gas | IC | 0.8 | N | IPP Non-CHP | LFG | biomass | TRUE
57019 | Landfill Gas | IC | 0.8 | N | IPP Non-CHP | LFG | biomass | TRUE
57019 | Landfill Gas | IC | 0.8 | N | IPP Non-CHP | LFG | biomass | TRUE
57019 | Landfill Gas | IC | 0.8 | N | IPP Non-CHP | LFG | biomass | TRUE
57019 | Landfill Gas | IC | 0.8 | N | IPP Non-CHP | LFG | biomass | TRUE
57019 | Landfill Gas | IC | 0.8 | N | IPP Non-CHP | LFG | biomass | TRUE
57019 | Landfill Gas | IC | 0.8 | N | IPP Non-CHP | LFG | biomass | TRUE
57020 | Landfill Gas | IC | 1.6 | N | IPP Non-CHP | LFG | biomass | TRUE
57020 | Landfill Gas | IC | 1.6 | N | IPP Non-CHP | LFG | biomass | TRUE
57020 | Landfill Gas | IC | 1.6 | N | IPP Non-CHP | LFG | biomass | TRUE
57021 | Landfill Gas | IC | 1.6 | N | IPP Non-CHP | LFG | biomass | TRUE
57022 | Landfill Gas | GT | 2.8 | N | IPP Non-CHP | LFG | biomass | TRUE
57022 | Landfill Gas | GT | 2.8 | N | IPP Non-CHP | LFG | biomass | TRUE
57022 | Landfill Gas | GT | 2.8 | N | IPP Non-CHP | LFG | biomass | TRUE
57022 | Landfill Gas | GT | 2.9 | N | IPP Non-CHP | LFG | biomass | TRUE
57023 | Landfill Gas | IC | 0.8 | N | IPP Non-CHP | LFG | biomass | TRUE
57023 | Landfill Gas | IC | 0.8 | N | IPP Non-CHP | LFG | biomass | TRUE
57023 | Landfill Gas | IC | 0.8 | N | IPP Non-CHP | LFG | biomass | TRUE
57023 | Landfill Gas | IC | 0.8 | N | IPP Non-CHP | LFG | biomass | TRUE
57023 | Landfill Gas | IC | 0.8 | N | IPP Non-CHP | LFG | biomass | TRUE
57023 | Landfill Gas | IC | 0.8 | N | IPP Non-CHP | LFG | biomass | TRUE
57023 | Landfill Gas | IC | 0.8 | N | IPP Non-CHP | LFG | biomass | TRUE
57024 | Landfill Gas | IC | 1.6 | N | IPP Non-CHP | LFG | biomass | TRUE
57025 | Landfill Gas | IC | 0.8 | N | IPP Non-CHP | LFG | biomass | TRUE
57025 | Landfill Gas | IC | 0.8 | N | IPP Non-CHP | LFG | biomass | TRUE
57025 | Landfill Gas | IC | 0.8 | N | IPP Non-CHP | LFG | biomass | TRUE
57025 | Landfill Gas | IC | 0.8 | N | IPP Non-CHP | LFG | biomass | TRUE
57025 | Landfill Gas | IC | 0.8 | N | IPP Non-CHP | LFG | biomass | TRUE
57026 | Landfill Gas | IC | 0.8 | N | IPP Non-CHP | LFG | biomass | TRUE
57026 | Landfill Gas | IC | 0.8 | N | IPP Non-CHP | LFG | biomass | TRUE
57026 | Landfill Gas | IC | 0.8 | N | IPP Non-CHP | LFG | biomass | TRUE
57026 | Landfill Gas | IC | 0.8 | N | IPP Non-CHP | LFG | biomass | TRUE
57026 | Landfill Gas | IC | 0.8 | N | IPP Non-CHP | LFG | biomass | TRUE
57026 | Landfill Gas | IC | 0.8 | N | IPP Non-CHP | LFG | biomass | TRUE
57026 | Landfill Gas | IC | 0.8 | N | IPP Non-CHP | LFG | biomass | TRUE
57026 | Landfill Gas | IC | 0.8 | N | IPP Non-CHP | LFG | biomass | TRUE
57027 | Natural Gas Fired Combustion Turbine | GT | 49.4 | N | Electric Utility | NG | natural gas peaker | TRUE
57027 | Natural Gas Fired Combustion Turbine | GT | 48 | N | Electric Utility | NG | natural gas peaker | TRUE
57027 | Natural Gas Fired Combustion Turbine | GT | 48 | N | Electric Utility | NG | natural gas peaker | TRUE
57027 | Natural Gas Fired Combustion Turbine | GT | 49.4 | N | Electric Utility | NG | natural gas peaker | TRUE
57028 | Natural Gas Fired Combined Cycle | CT | 176.9 | N | Electric Utility | NG | natural gas nonpeaker | TRUE
57028 | Natural Gas Fired Combined Cycle | CA | 122.8 | N | Electric Utility | NG | natural gas nonpeaker | TRUE
57029 | Natural Gas Fired Combustion Turbine | GT | 185 | N | IPP Non-CHP | NG | natural gas peaker | TRUE
57029 | Natural Gas Fired Combustion Turbine | GT | 187 | N | IPP Non-CHP | NG | natural gas peaker | TRUE
57029 | Natural Gas Fired Combustion Turbine | GT | 183 | N | IPP Non-CHP | NG | natural gas peaker | TRUE
57029 | Natural Gas Fired Combustion Turbine | GT | 183 | N | IPP Non-CHP | NG | natural gas peaker | TRUE
57030 | Petroleum Liquids | IC | 1.8 | N | Electric Utility | DFO | petroleum | TRUE
57030 | Petroleum Liquids | IC | 1.8 | N | Electric Utility | DFO | petroleum | TRUE
57030 | Petroleum Liquids | IC | 1.8 | N | Electric Utility | DFO | petroleum | TRUE
57031 | Onshore Wind Turbine | WT | 4 | N | Electric Utility | WND | onshore wind | TRUE
57032 | Onshore Wind Turbine | WT | 48 | N | Electric Utility | WND | onshore wind | TRUE
57033 | Onshore Wind Turbine | WT | 40.5 | N | Electric Utility | WND | onshore wind | TRUE
57034 | Petroleum Liquids | IC | 2 | N | Electric Utility | DFO | petroleum | TRUE
57034 | Petroleum Liquids | IC | 2 | N | Electric Utility | DFO | petroleum | TRUE
57034 | Petroleum Liquids | IC | 2 | N | Electric Utility | DFO | petroleum | TRUE
57035 | Petroleum Liquids | IC | 2 | N | Electric Utility | DFO | petroleum | TRUE
57035 | Petroleum Liquids | IC | 2 | N | Electric Utility | DFO | petroleum | TRUE
57035 | Petroleum Liquids | IC | 2 | N | Electric Utility | DFO | petroleum | TRUE
57036 | Natural Gas Fired Combined Cycle | CT | 39.8 | N | Electric Utility | NG | natural gas nonpeaker | TRUE
57036 | Natural Gas Fired Combined Cycle | CT | 39.8 | N | Electric Utility | NG | natural gas nonpeaker | TRUE
57036 | Natural Gas Fired Combined Cycle | CT | 39.8 | N | Electric Utility | NG | natural gas nonpeaker | TRUE
57036 | Natural Gas Fired Combined Cycle | CA | 50.3 | N | Electric Utility | NG | natural gas nonpeaker | TRUE
57037 | Natural Gas Fired Combined Cycle | CT | 204.5 | N | Electric Utility | NG | natural gas nonpeaker | TRUE
57037 | Natural Gas Fired Combined Cycle | CT | 204.5 | N | Electric Utility | NG | natural gas nonpeaker | TRUE
57037 | Natural Gas Fired Combined Cycle | CA | 146.2 | N | Electric Utility | NG | natural gas nonpeaker | TRUE
57038 | Onshore Wind Turbine | WT | 36.8 | N | Electric Utility | WND | onshore wind | TRUE
57038 | Onshore Wind Turbine | WT | 45 | N | Electric Utility | WND | onshore wind | TRUE
57039 | Onshore Wind Turbine | WT | 28.5 | N | Electric Utility | WND | onshore wind | TRUE
57040 | Onshore Wind Turbine | WT | 99 | N | Electric Utility | WND | onshore wind | TRUE
57041 | Solar Photovoltaic | PV | 2 | N | Electric Utility | SUN | solar PV | TRUE
57042 | Other Natural Gas | FC | 1.4 | Y | Electric Utility | NG | other | TRUE
57043 | Other Natural Gas | FC | 0.2 | Y | Electric Utility | NG | other | TRUE
57043 | Other Natural Gas | FC | 1.4 | Y | Electric Utility | NG | other | TRUE
57044 | Onshore Wind Turbine | WT | 100.5 | N | IPP Non-CHP | WND | onshore wind | TRUE
57045 | Onshore Wind Turbine | WT | 25 | N | IPP Non-CHP | WND | onshore wind | TRUE
57046 | Conventional Steam Coal | ST | 61 | Y | Industrial CHP | SUB | hard coal | FALSE
57047 | Onshore Wind Turbine | WT | 201 | N | Electric Utility | WND | onshore wind | TRUE
57049 | Onshore Wind Turbine | WT | 104.2 | N | IPP Non-CHP | WND | onshore wind | TRUE
57050 | Onshore Wind Turbine | WT | 101.4 | N | IPP Non-CHP | WND | onshore wind | TRUE
57051 | Petroleum Liquids | IC | 0.5 | Y | Electric Utility | DFO | petroleum | TRUE
57051 | Petroleum Liquids | IC | 0.3 | Y | Electric Utility | DFO | petroleum | TRUE
57051 | Petroleum Liquids | IC | 0.5 | Y | Electric Utility | DFO | petroleum | TRUE
57052 | Petroleum Liquids | IC | 0.4 | Y | Electric Utility | DFO | petroleum | TRUE
57052 | Petroleum Liquids | IC | 0.5 | Y | Electric Utility | DFO | petroleum | TRUE
57052 | Petroleum Liquids | IC | 0.8 | Y | Electric Utility | DFO | petroleum | TRUE
57053 | Petroleum Liquids | IC | 0.4 | Y | Electric Utility | DFO | petroleum | TRUE
57053 | Petroleum Liquids | IC | 0.5 | Y | Electric Utility | DFO | petroleum | TRUE
57053 | Petroleum Liquids | IC | 0.4 | Y | Electric Utility | DFO | petroleum | TRUE
57053 | Petroleum Liquids | IC | 0.8 | Y | Electric Utility | DFO | petroleum | TRUE
57054 | Petroleum Liquids | IC | 0.2 | Y | Electric Utility | DFO | petroleum | TRUE
57054 | Petroleum Liquids | IC | 0.4 | Y | Electric Utility | DFO | petroleum | TRUE
57054 | Petroleum Liquids | IC | 0.5 | Y | Electric Utility | DFO | petroleum | TRUE
57055 | Petroleum Liquids | IC | 0.5 | N | Electric Utility | DFO | petroleum | TRUE
57055 | Petroleum Liquids | IC | 0.5 | N | Electric Utility | DFO | petroleum | TRUE
57055 | Petroleum Liquids | IC | 0.5 | N | Electric Utility | DFO | petroleum | TRUE
57055 | Petroleum Liquids | IC | 0.5 | N | Electric Utility | DFO | petroleum | TRUE
57056 | Petroleum Liquids | IC | 0.4 | Y | Electric Utility | DFO | petroleum | TRUE
57056 | Petroleum Liquids | IC | 0.4 | Y | Electric Utility | DFO | petroleum | TRUE
57056 | Petroleum Liquids | IC | 0.5 | Y | Electric Utility | DFO | petroleum | TRUE
57057 | Petroleum Liquids | IC | 0.4 | Y | Electric Utility | DFO | petroleum | TRUE
57057 | Petroleum Liquids | IC | 0.3 | Y | Electric Utility | DFO | petroleum | TRUE
57057 | Petroleum Liquids | IC | 0.4 | Y | Electric Utility | DFO | petroleum | TRUE
57058 | Petroleum Liquids | IC | 0.4 | Y | Electric Utility | DFO | petroleum | TRUE
57058 | Petroleum Liquids | IC | 0.5 | Y | Electric Utility | DFO | petroleum | TRUE
57058 | Petroleum Liquids | IC | 0.3 | Y | Electric Utility | DFO | petroleum | TRUE
57059 | Petroleum Liquids | IC | 0.2 | Y | Electric Utility | DFO | petroleum | TRUE
57059 | Petroleum Liquids | IC | 0.4 | Y | Electric Utility | DFO | petroleum | TRUE
57059 | Petroleum Liquids | IC | 0.5 | Y | Electric Utility | DFO | petroleum | TRUE
57060 | Petroleum Liquids | IC | 0.2 | Y | Electric Utility | DFO | petroleum | TRUE
57060 | Petroleum Liquids | IC | 0.4 | Y | Electric Utility | DFO | petroleum | TRUE
57060 | Petroleum Liquids | IC | 0.5 | Y | Electric Utility | DFO | petroleum | TRUE
57061 | Petroleum Liquids | IC | 0.7 | Y | Electric Utility | DFO | petroleum | TRUE
57062 | Petroleum Liquids | IC | 0.3 | Y | Electric Utility | DFO | petroleum | TRUE
57062 | Petroleum Liquids | IC | 0.5 | Y | Electric Utility | DFO | petroleum | TRUE
57062 | Petroleum Liquids | IC | 0.8 | Y | Electric Utility | DFO | petroleum | TRUE
57063 | Petroleum Liquids | IC | 0.2 | Y | Electric Utility | DFO | petroleum | TRUE
57063 | Petroleum Liquids | IC | 0.3 | Y | Electric Utility | DFO | petroleum | TRUE
57063 | Petroleum Liquids | IC | 0.3 | Y | Electric Utility | DFO | petroleum | TRUE
57063 | Petroleum Liquids | IC | 0.4 | Y | Electric Utility | DFO | petroleum | TRUE
57064 | Petroleum Liquids | IC | 0.3 | Y | Electric Utility | DFO | petroleum | TRUE
57064 | Petroleum Liquids | IC | 0.3 | Y | Electric Utility | DFO | petroleum | TRUE
57064 | Petroleum Liquids | IC | 0.5 | Y | Electric Utility | DFO | petroleum | TRUE
57064 | Petroleum Liquids | IC | 0.5 | Y | Electric Utility | DFO | petroleum | TRUE
57065 | Petroleum Liquids | IC | 0.2 | Y | Electric Utility | DFO | petroleum | TRUE
57065 | Petroleum Liquids | IC | 0.3 | Y | Electric Utility | DFO | petroleum | TRUE
57065 | Petroleum Liquids | IC | 0.2 | Y | Electric Utility | DFO | petroleum | TRUE
57065 | Petroleum Liquids | IC | 0.4 | Y | Electric Utility | DFO | petroleum | TRUE
57066 | Petroleum Liquids | IC | 0.7 | Y | Electric Utility | DFO | petroleum | TRUE
57066 | Petroleum Liquids | IC | 0.4 | Y | Electric Utility | DFO | petroleum | TRUE
57066 | Petroleum Liquids | IC | 0.5 | Y | Electric Utility | DFO | petroleum | TRUE
57067 | Petroleum Liquids | IC | 0.4 | Y | Electric Utility | DFO | petroleum | TRUE
57067 | Petroleum Liquids | IC | 0.5 | Y | Electric Utility | DFO | petroleum | TRUE
57067 | Petroleum Liquids | IC | 0.8 | Y | Electric Utility | DFO | petroleum | TRUE
57068 | Petroleum Liquids | GT | 48.5 | N | IPP Non-CHP | KER | other | TRUE
57068 | Petroleum Liquids | GT | 48.5 | N | IPP Non-CHP | KER | other | TRUE
57068 | Petroleum Liquids | GT | 48.5 | N | IPP Non-CHP | KER | other | TRUE
57068 | Petroleum Liquids | GT | 48.5 | N | IPP Non-CHP | KER | other | TRUE
57069 | Conventional Hydroelectric | HY | 4.5 | N | IPP Non-CHP | WAT | hydro | TRUE
57069 | Conventional Hydroelectric | HY | 4.5 | N | IPP Non-CHP | WAT | hydro | TRUE
57069 | Conventional Hydroelectric | HY | 4.5 | N | IPP Non-CHP | WAT | hydro | TRUE
57069 | Conventional Hydroelectric | HY | 4.5 | N | IPP Non-CHP | WAT | hydro | TRUE
57070 | Petroleum Liquids | GT | 46.9 | N | IPP Non-CHP | KER | other | TRUE
57070 | Petroleum Liquids | GT | 46.9 | N | IPP Non-CHP | KER | other | TRUE
57070 | Petroleum Liquids | GT | 46.9 | N | IPP Non-CHP | KER | other | TRUE
57070 | Petroleum Liquids | GT | 46.9 | N | IPP Non-CHP | KER | other | TRUE
57071 | Landfill Gas | IC | 1.6 | N | IPP Non-CHP | LFG | biomass | TRUE
57072 | Other Gases | ST | 78 | Y | Industrial CHP | BFG | other | FALSE
57073 | Solar Thermal without Energy Storage | ST | 133.4 | N | IPP Non-CHP | SUN | solar thermal | TRUE
57074 | Solar Thermal without Energy Storage | ST | 133 | N | IPP Non-CHP | SUN | solar thermal | TRUE
57075 | Solar Thermal without Energy Storage | ST | 133.4 | N | IPP Non-CHP | SUN | solar thermal | TRUE
57076 | Other Waste Biomass | IC | 1.8 | Y | Commercial CHP | OBG | biomass | FALSE
57076 | Other Waste Biomass | IC | 1.8 | Y | Commercial CHP | OBG | biomass | FALSE
57078 | Onshore Wind Turbine | WT | 15 | N | IPP Non-CHP | WND | onshore wind | TRUE
57079 | Onshore Wind Turbine | WT | 203.5 | N | IPP Non-CHP | WND | onshore wind | TRUE
57080 | Onshore Wind Turbine | WT | 40 | N | IPP Non-CHP | WND | onshore wind | TRUE
57081 | Solar Photovoltaic | PV | 2.3 | N | IPP Non-CHP | SUN | solar PV | TRUE
57081 | Solar Photovoltaic | PV | 1.8 | N | IPP Non-CHP | SUN | solar PV | TRUE
57082 | Onshore Wind Turbine | WT | 21 | N | IPP Non-CHP | WND | onshore wind | TRUE
57082 | Batteries | BA | 10 | N | IPP Non-CHP | MWH | other | TRUE
57083 | Onshore Wind Turbine | WT | 34.5 | N | IPP Non-CHP | WND | onshore wind | TRUE
57085 | Conventional Hydroelectric | HY | 14.3 | N | Electric Utility | WAT | hydro | TRUE
57087 | Onshore Wind Turbine | WT | 30 | N | IPP Non-CHP | WND | onshore wind | TRUE
57090 | Onshore Wind Turbine | WT | 99 | N | IPP Non-CHP | WND | onshore wind | TRUE
57091 | Onshore Wind Turbine | WT | 42 | N | IPP Non-CHP | WND | onshore wind | TRUE
57093 | Onshore Wind Turbine | WT | 17 | N | IPP Non-CHP | WND | onshore wind | TRUE
57094 | Onshore Wind Turbine | WT | 300 | N | IPP Non-CHP | WND | onshore wind | TRUE
57095 | Onshore Wind Turbine | WT | 201 | N | IPP Non-CHP | WND | onshore wind | TRUE
57096 | Onshore Wind Turbine | WT | 98.7 | N | IPP Non-CHP | WND | onshore wind | TRUE
57097 | Onshore Wind Turbine | WT | 149 | N | IPP Non-CHP | WND | onshore wind | TRUE
57098 | Onshore Wind Turbine | WT | 63 | N | IPP Non-CHP | WND | onshore wind | TRUE
57099 | Wood/Wood Waste Biomass | ST | 55 | Y | Industrial CHP | BLQ | biomass | FALSE
57100 | Landfill Gas | IC | 1 | Y | IPP CHP | LFG | biomass | FALSE
57101 | Landfill Gas | IC | 1.4 | Y | IPP CHP | LFG | biomass | FALSE
57102 | Landfill Gas | IC | 1 | Y | IPP CHP | LFG | biomass | FALSE
57102 | Landfill Gas | IC | 1 | N | IPP CHP | LFG | biomass | FALSE
57103 | Natural Gas Steam Turbine | ST | 3 | Y | Industrial CHP | NG | natural gas peaker | FALSE
57106 | Onshore Wind Turbine | WT | 1.5 | N | Commercial Non-CHP | WND | onshore wind | FALSE
57107 | Onshore Wind Turbine | WT | 102 | N | IPP Non-CHP | WND | onshore wind | TRUE
57108 | Onshore Wind Turbine | WT | 99 | N | IPP Non-CHP | WND | onshore wind | TRUE
57109 | Onshore Wind Turbine | WT | 199.7 | N | IPP Non-CHP | WND | onshore wind | TRUE
57110 | Onshore Wind Turbine | WT | 102 | N | IPP Non-CHP | WND | onshore wind | TRUE
57111 | Onshore Wind Turbine | WT | 100 | N | IPP Non-CHP | WND | onshore wind | TRUE
57112 | Onshore Wind Turbine | WT | 99 | N | IPP Non-CHP | WND | onshore wind | TRUE
57113 | Onshore Wind Turbine | WT | 200 | N | IPP Non-CHP | WND | onshore wind | TRUE
57115 | Onshore Wind Turbine | WT | 103.5 | N | IPP Non-CHP | WND | onshore wind | TRUE
57118 | Onshore Wind Turbine | WT | 12.5 | N | IPP Non-CHP | WND | onshore wind | TRUE
57119 | Other Waste Biomass | ST | 20.3 | Y | IPP CHP | AB | biomass | FALSE
57120 | Onshore Wind Turbine | WT | 49.5 | N | IPP Non-CHP | WND | onshore wind | TRUE
57121 | Onshore Wind Turbine | WT | 120 | N | IPP Non-CHP | WND | onshore wind | TRUE
57122 | Natural Gas Fired Combined Cycle | CT | 13.5 | Y | Commercial CHP | NG | natural gas nonpeaker | FALSE
57122 | Natural Gas Fired Combined Cycle | CA | 5.5 | N | Commercial CHP | NG | natural gas nonpeaker | FALSE
57123 | Landfill Gas | IC | 1.5 | N | IPP Non-CHP | LFG | biomass | TRUE
57123 | Landfill Gas | IC | 1.5 | N | IPP Non-CHP | LFG | biomass | TRUE
57123 | Landfill Gas | IC | 1.5 | N | IPP Non-CHP | LFG | biomass | TRUE
57123 | Landfill Gas | IC | 1.5 | N | IPP Non-CHP | LFG | biomass | TRUE
57123 | Landfill Gas | IC | 1.5 | N | IPP Non-CHP | LFG | biomass | TRUE
57123 | Landfill Gas | IC | 1.5 | N | IPP Non-CHP | LFG | biomass | TRUE
57124 | Onshore Wind Turbine | WT | 21 | N | IPP Non-CHP | WND | onshore wind | TRUE
57125 | Onshore Wind Turbine | WT | 22.5 | N | IPP Non-CHP | WND | onshore wind | TRUE
57126 | Onshore Wind Turbine | WT | 21 | N | IPP Non-CHP | WND | onshore wind | TRUE
57128 | Landfill Gas | IC | 1.5 | N | IPP Non-CHP | LFG | biomass | TRUE
57128 | Landfill Gas | IC | 1.5 | N | IPP Non-CHP | LFG | biomass | TRUE
57128 | Landfill Gas | IC | 0.8 | N | IPP Non-CHP | LFG | biomass | TRUE
57130 | Onshore Wind Turbine | WT | 4.5 | N | IPP Non-CHP | WND | onshore wind | TRUE
57131 | Onshore Wind Turbine | WT | 59 | N | IPP Non-CHP | WND | onshore wind | TRUE
57132 | Natural Gas Internal Combustion Engine | IC | 2 | N | Industrial Non-CHP | NG | natural gas peaker | FALSE
57132 | Natural Gas Internal Combustion Engine | IC | 2.1 | N | Industrial Non-CHP | NG | natural gas peaker | FALSE
57132 | Natural Gas Internal Combustion Engine | IC | 2.1 | N | Industrial Non-CHP | NG | natural gas peaker | FALSE
57133 | Landfill Gas | IC | 1.5 | N | IPP Non-CHP | LFG | biomass | TRUE
57133 | Landfill Gas | IC | 1.5 | N | IPP Non-CHP | LFG | biomass | TRUE
57134 | All Other | OT | 3.2 | N | IPP Non-CHP | WH | other | TRUE
57135 | Onshore Wind Turbine | WT | 240 | N | IPP Non-CHP | WND | onshore wind | TRUE
57136 | Onshore Wind Turbine | WT | 16.8 | N | IPP Non-CHP | WND | onshore wind | TRUE
57137 | Onshore Wind Turbine | WT | 63 | N | IPP Non-CHP | WND | onshore wind | TRUE
57138 | Wood/Wood Waste Biomass | ST | 16 | Y | IPP CHP | WDS | biomass | FALSE
57139 | Onshore Wind Turbine | WT | 62.5 | N | IPP Non-CHP | WND | onshore wind | TRUE
57141 | Solar Photovoltaic | PV | 1.9 | N | Commercial Non-CHP | SUN | solar PV | FALSE
57151 | Onshore Wind Turbine | WT | 100.5 | N | IPP Non-CHP | WND | onshore wind | TRUE
57152 | Onshore Wind Turbine | WT | 98.9 | N | IPP Non-CHP | WND | onshore wind | TRUE
57153 | Onshore Wind Turbine | WT | 150 | N | IPP Non-CHP | WND | onshore wind | TRUE
57154 | Wood/Wood Waste Biomass | ST | 13 | N | IPP Non-CHP | WDS | biomass | TRUE
57156 | Onshore Wind Turbine | WT | 120 | N | IPP Non-CHP | WND | onshore wind | TRUE
57159 | Onshore Wind Turbine | WT | 262.2 | N | IPP Non-CHP | WND | onshore wind | TRUE
57160 | Conventional Hydroelectric | HY | 4.3 | N | IPP Non-CHP | WAT | hydro | TRUE
57161 | Conventional Hydroelectric | HY | 3.5 | N | IPP Non-CHP | WAT | hydro | TRUE
57162 | Conventional Hydroelectric | HY | 4.3 | N | IPP Non-CHP | WAT | hydro | TRUE
57163 | Landfill Gas | GT | 3.3 | N | Commercial Non-CHP | LFG | biomass | FALSE
57163 | Landfill Gas | GT | 3.3 | N | Commercial Non-CHP | LFG | biomass | FALSE
57163 | Landfill Gas | GT | 3.3 | N | Commercial Non-CHP | LFG | biomass | FALSE
57165 | Landfill Gas | IC | 1.6 | N | IPP Non-CHP | LFG | biomass | TRUE
57165 | Landfill Gas | IC | 1.6 | N | IPP Non-CHP | LFG | biomass | TRUE
57166 | Landfill Gas | IC | 1.6 | N | IPP Non-CHP | LFG | biomass | TRUE
57166 | Landfill Gas | IC | 1.6 | N | IPP Non-CHP | LFG | biomass | TRUE
57167 | Landfill Gas | IC | 1.6 | N | IPP Non-CHP | LFG | biomass | TRUE
57167 | Landfill Gas | IC | 1.6 | N | IPP Non-CHP | LFG | biomass | TRUE
57168 | Landfill Gas | IC | 0.8 | N | IPP Non-CHP | LFG | biomass | TRUE
57168 | Landfill Gas | IC | 0.8 | N | IPP Non-CHP | LFG | biomass | TRUE
57168 | Landfill Gas | IC | 0.8 | N | IPP Non-CHP | LFG | biomass | TRUE
57168 | Landfill Gas | IC | 0.8 | N | IPP Non-CHP | LFG | biomass | TRUE
57168 | Landfill Gas | IC | 0.8 | N | IPP Non-CHP | LFG | biomass | TRUE
57169 | Landfill Gas | IC | 0.8 | N | IPP Non-CHP | LFG | biomass | TRUE
57169 | Landfill Gas | IC | 0.8 | N | IPP Non-CHP | LFG | biomass | TRUE
57169 | Landfill Gas | IC | 0.8 | N | IPP Non-CHP | LFG | biomass | TRUE
57170 | Landfill Gas | IC | 0.8 | N | IPP Non-CHP | LFG | biomass | TRUE
57170 | Landfill Gas | IC | 0.8 | N | IPP Non-CHP | LFG | biomass | TRUE
57170 | Landfill Gas | IC | 0.8 | N | IPP Non-CHP | LFG | biomass | TRUE
57170 | Landfill Gas | IC | 0.8 | N | IPP Non-CHP | LFG | biomass | TRUE
57170 | Landfill Gas | IC | 0.8 | N | IPP Non-CHP | LFG | biomass | TRUE
57170 | Landfill Gas | IC | 0.8 | N | IPP Non-CHP | LFG | biomass | TRUE
57170 | Landfill Gas | IC | 0.8 | N | IPP Non-CHP | LFG | biomass | TRUE
57171 | Onshore Wind Turbine | WT | 19.5 | N | Electric Utility | WND | onshore wind | TRUE
57172 | All Other | ST | 5.3 | N | Electric Utility | WH | other | TRUE
57173 | Other Waste Biomass | IC | 0.6 | N | Industrial Non-CHP | OBG | biomass | FALSE
57173 | Other Waste Biomass | IC | 0.6 | N | Industrial Non-CHP | OBG | biomass | FALSE
57174 | Onshore Wind Turbine | WT | 67.2 | N | IPP Non-CHP | WND | onshore wind | TRUE
57174 | Onshore Wind Turbine | WT | 23.8 | N | IPP Non-CHP | WND | onshore wind | TRUE
57176 | Onshore Wind Turbine | WT | 2 | N | Commercial Non-CHP | WND | onshore wind | FALSE
57177 | Onshore Wind Turbine | WT | 98.7 | N | IPP Non-CHP | WND | onshore wind | TRUE
57179 | Natural Gas Fired Combustion Turbine | GT | 3.5 | Y | Commercial CHP | NG | natural gas peaker | FALSE
57182 | Onshore Wind Turbine | WT | 3.2 | N | IPP Non-CHP | WND | onshore wind | TRUE
57183 | Landfill Gas | IC | 1.6 | N | IPP Non-CHP | LFG | biomass | TRUE
57183 | Landfill Gas | IC | 1.6 | N | IPP Non-CHP | LFG | biomass | TRUE
57184 | Conventional Hydroelectric | HY | 0.5 | N | IPP Non-CHP | WAT | hydro | TRUE
57184 | Conventional Hydroelectric | HY | 0.6 | N | IPP Non-CHP | WAT | hydro | TRUE
57184 | Conventional Hydroelectric | HY | 0.8 | N | IPP Non-CHP | WAT | hydro | TRUE
57184 | Conventional Hydroelectric | HY | 0.8 | N | IPP Non-CHP | WAT | hydro | TRUE
57186 | Landfill Gas | IC | 1.6 | N | IPP Non-CHP | LFG | biomass | TRUE
57186 | Landfill Gas | IC | 1.6 | N | IPP Non-CHP | LFG | biomass | TRUE
57186 | Landfill Gas | IC | 1.6 | N | IPP Non-CHP | LFG | biomass | TRUE
57186 | Landfill Gas | IC | 1.6 | N | IPP Non-CHP | LFG | biomass | TRUE
57186 | Landfill Gas | IC | 1.6 | N | IPP Non-CHP | LFG | biomass | TRUE
57186 | Landfill Gas | IC | 1.6 | N | IPP Non-CHP | LFG | biomass | TRUE
57187 | Onshore Wind Turbine | WT | 4.5 | N | Electric Utility | WND | onshore wind | TRUE
57187 | Onshore Wind Turbine | WT | 4.5 | N | Electric Utility | WND | onshore wind | TRUE
57188 | Onshore Wind Turbine | WT | 90 | N | IPP Non-CHP | WND | onshore wind | TRUE
57189 | Onshore Wind Turbine | WT | 150 | N | IPP Non-CHP | WND | onshore wind | TRUE
57190 | Conventional Hydroelectric | HY | 1.9 | N | IPP Non-CHP | WAT | hydro | TRUE
57190 | Conventional Hydroelectric | HY | 0.8 | N | IPP Non-CHP | WAT | hydro | TRUE
57190 | Conventional Hydroelectric | HY | 1.9 | N | IPP Non-CHP | WAT | hydro | TRUE
57190 | Conventional Hydroelectric | HY | 1 | N | IPP Non-CHP | WAT | hydro | TRUE
57190 | Conventional Hydroelectric | HY | 1 | N | IPP Non-CHP | WAT | hydro | TRUE
57190 | Conventional Hydroelectric | HY | 2.4 | N | IPP Non-CHP | WAT | hydro | TRUE
57191 | Solar Photovoltaic | PV | 9 | N | IPP Non-CHP | SUN | solar PV | TRUE
57192 | Onshore Wind Turbine | WT | 150 | N | IPP Non-CHP | WND | onshore wind | TRUE
57194 | Onshore Wind Turbine | WT | 99 | N | IPP Non-CHP | WND | onshore wind | TRUE
57195 | Onshore Wind Turbine | WT | 342.7 | N | Electric Utility | WND | onshore wind | TRUE
57196 | Petroleum Liquids | IC | 1.8 | N | Electric Utility | DFO | petroleum | TRUE
57197 | Solar Photovoltaic | PV | 13.5 | N | IPP Non-CHP | SUN | solar PV | TRUE
57198 | Onshore Wind Turbine | WT | 201.3 | N | Electric Utility | WND | onshore wind | TRUE
57199 | Onshore Wind Turbine | WT | 28 | N | Electric Utility | WND | onshore wind | TRUE
57200 | Solar Photovoltaic | PV | 1 | N | IPP Non-CHP | SUN | solar PV | TRUE
57201 | Onshore Wind Turbine | WT | 36.8 | N | IPP Non-CHP | WND | onshore wind | TRUE
57202 | Solar Photovoltaic | PV | 12.5 | N | IPP Non-CHP | SUN | solar PV | TRUE
57203 | Solar Photovoltaic | PV | 10 | N | IPP Non-CHP | SUN | solar PV | TRUE
57204 | Solar Photovoltaic | PV | 2.2 | N | IPP Non-CHP | SUN | solar PV | TRUE
57205 | Solar Photovoltaic | PV | 8 | N | IPP Non-CHP | SUN | solar PV | TRUE
57205 | Solar Photovoltaic | PV | 10 | N | IPP Non-CHP | SUN | solar PV | TRUE
57205 | Solar Photovoltaic | PV | 10 | N | IPP Non-CHP | SUN | solar PV | TRUE
57205 | Solar Photovoltaic | PV | 10 | N | IPP Non-CHP | SUN | solar PV | TRUE
57205 | Solar Photovoltaic | PV | 10 | N | IPP Non-CHP | SUN | solar PV | TRUE
57206 | Natural Gas Fired Combustion Turbine | GT | 44 | N | Electric Utility | NG | natural gas peaker | TRUE
57207 | Petroleum Liquids | IC | 0.6 | N | Commercial Non-CHP | DFO | petroleum | FALSE
57208 | Petroleum Liquids | IC | 0.6 | N | Commercial Non-CHP | DFO | petroleum | FALSE
57208 | Petroleum Liquids | IC | 0.6 | N | Commercial Non-CHP | DFO | petroleum | FALSE
57208 | Petroleum Liquids | IC | 0.6 | N | Commercial Non-CHP | DFO | petroleum | FALSE
57208 | Petroleum Liquids | IC | 0.6 | N | Commercial Non-CHP | DFO | petroleum | FALSE
57210 | Onshore Wind Turbine | WT | 250.8 | N | IPP Non-CHP | WND | onshore wind | TRUE
57211 | Onshore Wind Turbine | WT | 124.5 | N | IPP Non-CHP | WND | onshore wind | TRUE
57212 | Onshore Wind Turbine | WT | 200.1 | N | IPP Non-CHP | WND | onshore wind | TRUE
57213 | Geothermal | BT | 10.1 | N | IPP Non-CHP | GEO | geothermal | TRUE
57213 | Geothermal | BT | 10.1 | N | IPP Non-CHP | GEO | geothermal | TRUE
57214 | Onshore Wind Turbine | WT | 0.9 | N | Electric Utility | WND | onshore wind | TRUE
57214 | Onshore Wind Turbine | WT | 0.9 | N | Electric Utility | WND | onshore wind | TRUE
57214 | Onshore Wind Turbine | WT | 0.9 | N | Electric Utility | WND | onshore wind | TRUE
57216 | Solar Photovoltaic | PV | 1 | N | IPP Non-CHP | SUN | solar PV | TRUE
57216 | Solar Photovoltaic | PV | 1 | N | IPP Non-CHP | SUN | solar PV | TRUE
57216 | Solar Photovoltaic | PV | 0.8 | N | IPP Non-CHP | SUN | solar PV | TRUE
57217 | Solar Photovoltaic | PV | 0.5 | N | Electric Utility | SUN | solar PV | TRUE
57217 | Solar Photovoltaic | PV | 0.5 | N | Electric Utility | SUN | solar PV | TRUE
57219 | Solar Photovoltaic | PV | 0.5 | N | Electric Utility | SUN | solar PV | TRUE
57219 | Solar Photovoltaic | PV | 0.5 | N | Electric Utility | SUN | solar PV | TRUE
57219 | Solar Photovoltaic | PV | 0.5 | N | Electric Utility | SUN | solar PV | TRUE
57219 | Solar Photovoltaic | PV | 0.5 | N | Electric Utility | SUN | solar PV | TRUE
57219 | Solar Photovoltaic | PV | 0.5 | N | Electric Utility | SUN | solar PV | TRUE
57220 | Solar Photovoltaic | PV | 0.5 | N | Electric Utility | SUN | solar PV | TRUE
57220 | Solar Photovoltaic | PV | 0.5 | N | Electric Utility | SUN | solar PV | TRUE
57220 | Solar Photovoltaic | PV | 0.5 | N | Electric Utility | SUN | solar PV | TRUE
57220 | Solar Photovoltaic | PV | 0.5 | N | Electric Utility | SUN | solar PV | TRUE
57221 | Solar Photovoltaic | PV | 0.5 | N | Electric Utility | SUN | solar PV | TRUE
57221 | Solar Photovoltaic | PV | 0.5 | N | Electric Utility | SUN | solar PV | TRUE
57221 | Solar Photovoltaic | PV | 0.5 | N | Electric Utility | SUN | solar PV | TRUE
57221 | Solar Photovoltaic | PV | 0.5 | N | Electric Utility | SUN | solar PV | TRUE
57221 | Solar Photovoltaic | PV | 0.5 | N | Electric Utility | SUN | solar PV | TRUE
57222 | Solar Photovoltaic | PV | 0.5 | N | Electric Utility | SUN | solar PV | TRUE
57222 | Solar Photovoltaic | PV | 0.5 | N | Electric Utility | SUN | solar PV | TRUE
57222 | Solar Photovoltaic | PV | 0.5 | N | Electric Utility | SUN | solar PV | TRUE
57222 | Solar Photovoltaic | PV | 0.5 | N | Electric Utility | SUN | solar PV | TRUE
57223 | Solar Photovoltaic | PV | 0.5 | N | Electric Utility | SUN | solar PV | TRUE
57223 | Solar Photovoltaic | PV | 0.5 | N | Electric Utility | SUN | solar PV | TRUE
57224 | Solar Photovoltaic | PV | 0.5 | N | Electric Utility | SUN | solar PV | TRUE
57224 | Solar Photovoltaic | PV | 0.5 | N | Electric Utility | SUN | solar PV | TRUE
57224 | Solar Photovoltaic | PV | 0.5 | N | Electric Utility | SUN | solar PV | TRUE
57225 | Solar Photovoltaic | PV | 0.5 | N | Electric Utility | SUN | solar PV | TRUE
57225 | Solar Photovoltaic | PV | 0.5 | N | Electric Utility | SUN | solar PV | TRUE
57225 | Solar Photovoltaic | PV | 0.5 | N | Electric Utility | SUN | solar PV | TRUE
57225 | Solar Photovoltaic | PV | 0.5 | N | Electric Utility | SUN | solar PV | TRUE
57225 | Solar Photovoltaic | PV | 0.5 | N | Electric Utility | SUN | solar PV | TRUE
57225 | Solar Photovoltaic | PV | 0.5 | N | Electric Utility | SUN | solar PV | TRUE
57225 | Solar Photovoltaic | PV | 0.5 | N | Electric Utility | SUN | solar PV | TRUE
57226 | Solar Photovoltaic | PV | 0.5 | N | Electric Utility | SUN | solar PV | TRUE
57227 | Solar Photovoltaic | PV | 0.5 | N | Electric Utility | SUN | solar PV | TRUE
57227 | Solar Photovoltaic | PV | 0.5 | N | Electric Utility | SUN | solar PV | TRUE
57227 | Solar Photovoltaic | PV | 0.5 | N | Electric Utility | SUN | solar PV | TRUE
57227 | Solar Photovoltaic | PV | 0.5 | N | Electric Utility | SUN | solar PV | TRUE
57227 | Solar Photovoltaic | PV | 0.5 | N | Electric Utility | SUN | solar PV | TRUE
57227 | Solar Photovoltaic | PV | 0.5 | N | Electric Utility | SUN | solar PV | TRUE
57227 | Solar Photovoltaic | PV | 0.5 | N | Electric Utility | SUN | solar PV | TRUE
57229 | Solar Photovoltaic | PV | 0.5 | N | Electric Utility | SUN | solar PV | TRUE
57229 | Solar Photovoltaic | PV | 0.5 | N | Electric Utility | SUN | solar PV | TRUE
57229 | Solar Photovoltaic | PV | 0.5 | N | Electric Utility | SUN | solar PV | TRUE
57229 | Solar Photovoltaic | PV | 0.5 | N | Electric Utility | SUN | solar PV | TRUE
57229 | Solar Photovoltaic | PV | 0.5 | N | Electric Utility | SUN | solar PV | TRUE
57229 | Solar Photovoltaic | PV | 0.5 | N | Electric Utility | SUN | solar PV | TRUE
57229 | Solar Photovoltaic | PV | 0.5 | N | Electric Utility | SUN | solar PV | TRUE
57230 | Solar Photovoltaic | PV | 0.5 | N | Electric Utility | SUN | solar PV | TRUE
57230 | Solar Photovoltaic | PV | 0.5 | N | Electric Utility | SUN | solar PV | TRUE
57230 | Solar Photovoltaic | PV | 0.5 | N | Electric Utility | SUN | solar PV | TRUE
57231 | Solar Photovoltaic | PV | 0.5 | N | Electric Utility | SUN | solar PV | TRUE
57231 | Solar Photovoltaic | PV | 0.5 | N | Electric Utility | SUN | solar PV | TRUE
57231 | Solar Photovoltaic | PV | 0.5 | N | Electric Utility | SUN | solar PV | TRUE
57231 | Solar Photovoltaic | PV | 0.5 | N | Electric Utility | SUN | solar PV | TRUE
57231 | Solar Photovoltaic | PV | 0.5 | N | Electric Utility | SUN | solar PV | TRUE
57231 | Solar Photovoltaic | PV | 0.5 | N | Electric Utility | SUN | solar PV | TRUE
57231 | Solar Photovoltaic | PV | 0.5 | N | Electric Utility | SUN | solar PV | TRUE
57232 | Solar Photovoltaic | PV | 0.5 | N | Electric Utility | SUN | solar PV | TRUE
57232 | Solar Photovoltaic | PV | 0.5 | N | Electric Utility | SUN | solar PV | TRUE
57232 | Solar Photovoltaic | PV | 0.5 | N | Electric Utility | SUN | solar PV | TRUE
57236 | Solar Photovoltaic | PV | 0.5 | N | Electric Utility | SUN | solar PV | TRUE
57236 | Solar Photovoltaic | PV | 0.5 | N | Electric Utility | SUN | solar PV | TRUE
57236 | Solar Photovoltaic | PV | 0.5 | N | Electric Utility | SUN | solar PV | TRUE
57236 | Solar Photovoltaic | PV | 0.5 | N | Electric Utility | SUN | solar PV | TRUE
57236 | Solar Photovoltaic | PV | 0.5 | N | Electric Utility | SUN | solar PV | TRUE
57237 | Solar Photovoltaic | PV | 0.5 | N | Electric Utility | SUN | solar PV | TRUE
57237 | Solar Photovoltaic | PV | 0.5 | N | Electric Utility | SUN | solar PV | TRUE
57237 | Solar Photovoltaic | PV | 0.5 | N | Electric Utility | SUN | solar PV | TRUE
57237 | Solar Photovoltaic | PV | 0.5 | N | Electric Utility | SUN | solar PV | TRUE
57239 | Onshore Wind Turbine | WT | 40 | N | IPP Non-CHP | WND | onshore wind | TRUE
57240 | Onshore Wind Turbine | WT | 10 | N | IPP Non-CHP | WND | onshore wind | TRUE
57241 | Wood/Wood Waste Biomass | ST | 102.5 | N | IPP Non-CHP | WDS | biomass | TRUE
57243 | Solar Photovoltaic | PV | 30.6 | N | IPP Non-CHP | SUN | solar PV | TRUE
57244 | Onshore Wind Turbine | WT | 51 | N | IPP Non-CHP | WND | onshore wind | TRUE
57245 | Solar Photovoltaic | PV | 0.5 | N | Electric Utility | SUN | solar PV | TRUE
57245 | Solar Photovoltaic | PV | 0.5 | N | Electric Utility | SUN | solar PV | TRUE
57245 | Solar Photovoltaic | PV | 0.5 | N | Electric Utility | SUN | solar PV | TRUE
57245 | Solar Photovoltaic | PV | 0.5 | N | Electric Utility | SUN | solar PV | TRUE
57245 | Solar Photovoltaic | PV | 0.5 | N | Electric Utility | SUN | solar PV | TRUE
57245 | Solar Photovoltaic | PV | 0.5 | N | Electric Utility | SUN | solar PV | TRUE
57245 | Solar Photovoltaic | PV | 0.5 | N | Electric Utility | SUN | solar PV | TRUE
57245 | Solar Photovoltaic | PV | 0.5 | N | Electric Utility | SUN | solar PV | TRUE
57245 | Solar Photovoltaic | PV | 0.5 | N | Electric Utility | SUN | solar PV | TRUE
57245 | Solar Photovoltaic | PV | 0.5 | N | Electric Utility | SUN | solar PV | TRUE
57245 | Solar Photovoltaic | PV | 0.5 | N | Electric Utility | SUN | solar PV | TRUE
57245 | Solar Photovoltaic | PV | 0.5 | N | Electric Utility | SUN | solar PV | TRUE
57246 | Solar Photovoltaic | PV | 0.5 | N | Electric Utility | SUN | solar PV | TRUE
57246 | Solar Photovoltaic | PV | 0.5 | N | Electric Utility | SUN | solar PV | TRUE
57246 | Solar Photovoltaic | PV | 0.5 | N | Electric Utility | SUN | solar PV | TRUE
57246 | Solar Photovoltaic | PV | 0.5 | N | Electric Utility | SUN | solar PV | TRUE
57247 | Solar Photovoltaic | PV | 0.5 | N | Electric Utility | SUN | solar PV | TRUE
57247 | Solar Photovoltaic | PV | 0.5 | N | Electric Utility | SUN | solar PV | TRUE
57247 | Solar Photovoltaic | PV | 0.5 | N | Electric Utility | SUN | solar PV | TRUE
57247 | Solar Photovoltaic | PV | 0.5 | N | Electric Utility | SUN | solar PV | TRUE
57247 | Solar Photovoltaic | PV | 0.5 | N | Electric Utility | SUN | solar PV | TRUE
57247 | Solar Photovoltaic | PV | 0.5 | N | Electric Utility | SUN | solar PV | TRUE
57247 | Solar Photovoltaic | PV | 0.5 | N | Electric Utility | SUN | solar PV | TRUE
57248 | Onshore Wind Turbine | WT | 2.1 | N | Electric Utility | WND | onshore wind | TRUE
57249 | Landfill Gas | IC | 1.6 | N | IPP Non-CHP | LFG | biomass | TRUE
57249 | Landfill Gas | IC | 0.8 | N | IPP Non-CHP | LFG | biomass | TRUE
57250 | Landfill Gas | IC | 0.8 | N | Electric Utility | LFG | biomass | TRUE
57250 | Landfill Gas | IC | 0.8 | N | Electric Utility | LFG | biomass | TRUE
57250 | Landfill Gas | IC | 0.8 | N | Electric Utility | LFG | biomass | TRUE
57250 | Landfill Gas | IC | 0.8 | N | Electric Utility | LFG | biomass | TRUE
57250 | Landfill Gas | IC | 0.8 | N | Electric Utility | LFG | biomass | TRUE
57250 | Landfill Gas | IC | 0.8 | N | Electric Utility | LFG | biomass | TRUE
57251 | Onshore Wind Turbine | WT | 10.5 | N | Electric Utility | WND | onshore wind | TRUE
57252 | Onshore Wind Turbine | WT | 10.5 | N | Electric Utility | WND | onshore wind | TRUE
57253 | Onshore Wind Turbine | WT | 1.5 | N | IPP Non-CHP | WND | onshore wind | TRUE
57253 | Onshore Wind Turbine | WT | 1.5 | N | IPP Non-CHP | WND | onshore wind | TRUE
57253 | Onshore Wind Turbine | WT | 1.5 | N | IPP Non-CHP | WND | onshore wind | TRUE
57254 | Solar Photovoltaic | PV | 1 | N | Commercial Non-CHP | SUN | solar PV | FALSE
57256 | Solar Photovoltaic | PV | 10 | N | IPP Non-CHP | SUN | solar PV | TRUE
57257 | Onshore Wind Turbine | WT | 1 | N | Commercial Non-CHP | WND | onshore wind | FALSE
57258 | Onshore Wind Turbine | WT | 0.7 | N | IPP Non-CHP | WND | onshore wind | TRUE
57258 | Onshore Wind Turbine | WT | 0.6 | N | IPP Non-CHP | WND | onshore wind | TRUE
57258 | Onshore Wind Turbine | WT | 0.6 | N | IPP Non-CHP | WND | onshore wind | TRUE
57259 | Onshore Wind Turbine | WT | 2.5 | N | IPP Non-CHP | WND | onshore wind | TRUE
57259 | Onshore Wind Turbine | WT | 2.5 | N | IPP Non-CHP | WND | onshore wind | TRUE
57259 | Onshore Wind Turbine | WT | 2.5 | N | IPP Non-CHP | WND | onshore wind | TRUE
57260 | Onshore Wind Turbine | WT | 150 | N | IPP Non-CHP | WND | onshore wind | TRUE
57261 | Onshore Wind Turbine | WT | 130 | N | IPP Non-CHP | WND | onshore wind | TRUE
57262 | Onshore Wind Turbine | WT | 79.9 | N | IPP Non-CHP | WND | onshore wind | TRUE
57263 | Onshore Wind Turbine | WT | 10 | N | IPP Non-CHP | WND | onshore wind | TRUE
57264 | Onshore Wind Turbine | WT | 10 | N | IPP Non-CHP | WND | onshore wind | TRUE
57265 | Solar Photovoltaic | PV | 1 | N | Electric Utility | SUN | solar PV | TRUE
57267 | Natural Gas Fired Combustion Turbine | GT | 191.8 | N | IPP Non-CHP | NG | natural gas peaker | TRUE
57267 | Natural Gas Fired Combustion Turbine | GT | 191 | N | IPP Non-CHP | NG | natural gas peaker | TRUE
57267 | Natural Gas Fired Combustion Turbine | GT | 190.6 | N | IPP Non-CHP | NG | natural gas peaker | TRUE
57267 | Natural Gas Fired Combustion Turbine | GT | 192.3 | N | IPP Non-CHP | NG | natural gas peaker | TRUE
57268 | Onshore Wind Turbine | WT | 38 | N | IPP Non-CHP | WND | onshore wind | TRUE
57269 | Solar Photovoltaic | PV | 0.8 | N | Electric Utility | SUN | solar PV | TRUE
57270 | Solar Photovoltaic | PV | 0.8 | N | Electric Utility | SUN | solar PV | TRUE
57274 | Onshore Wind Turbine | WT | 20 | N | IPP Non-CHP | WND | onshore wind | TRUE
57275 | Solar Thermal with Energy Storage | CP | 110 | N | IPP Non-CHP | SUN | solar thermal | TRUE
57278 | Onshore Wind Turbine | WT | 40 | N | IPP Non-CHP | WND | onshore wind | TRUE
57280 | Solar Photovoltaic | PV | 0.4 | N | IPP Non-CHP | SUN | solar PV | TRUE
57281 | All Other | OT | 5 | N | IPP Non-CHP | WH | other | TRUE
57282 | Onshore Wind Turbine | WT | 150 | N | IPP Non-CHP | WND | onshore wind | TRUE
57283 | Onshore Wind Turbine | WT | 60 | N | IPP Non-CHP | WND | onshore wind | TRUE
57284 | Onshore Wind Turbine | WT | 192.3 | N | IPP Non-CHP | WND | onshore wind | TRUE
57285 | Onshore Wind Turbine | WT | 48.2 | N | IPP Non-CHP | WND | onshore wind | TRUE
57286 | Onshore Wind Turbine | WT | 101.2 | N | Electric Utility | WND | onshore wind | TRUE
57287 | Onshore Wind Turbine | WT | 74 | N | IPP Non-CHP | WND | onshore wind | TRUE
57289 | Onshore Wind Turbine | WT | 36 | N | IPP Non-CHP | WND | onshore wind | TRUE
57290 | Onshore Wind Turbine | WT | 22.5 | N | IPP Non-CHP | WND | onshore wind | TRUE
57290 | Onshore Wind Turbine | WT | 151.8 | N | IPP Non-CHP | WND | onshore wind | TRUE
57291 | Onshore Wind Turbine | WT | 150 | N | IPP Non-CHP | WND | onshore wind | TRUE
57292 | Onshore Wind Turbine | WT | 150 | N | IPP Non-CHP | WND | onshore wind | TRUE
57293 | Onshore Wind Turbine | WT | 102 | N | IPP Non-CHP | WND | onshore wind | TRUE
57294 | Onshore Wind Turbine | WT | 168 | N | IPP Non-CHP | WND | onshore wind | TRUE
57295 | Solar Photovoltaic | PV | 66 | N | IPP Non-CHP | SUN | solar PV | TRUE
57296 | Petroleum Liquids | IC | 2.3 | N | Commercial Non-CHP | DFO | petroleum | FALSE
57296 | Petroleum Liquids | IC | 2.3 | N | Commercial Non-CHP | DFO | petroleum | FALSE
57296 | Onshore Wind Turbine | WT | 1.6 | N | Commercial Non-CHP | WND | onshore wind | FALSE
57296 | Onshore Wind Turbine | WT | 1.6 | N | Commercial Non-CHP | WND | onshore wind | FALSE
57298 | Landfill Gas | IC | 0.3 | N | IPP Non-CHP | LFG | biomass | TRUE
57298 | Landfill Gas | IC | 0.3 | N | IPP Non-CHP | LFG | biomass | TRUE
57298 | Landfill Gas | IC | 0.3 | N | IPP Non-CHP | LFG | biomass | TRUE
57298 | Landfill Gas | IC | 0.3 | N | IPP Non-CHP | LFG | biomass | TRUE
57298 | Landfill Gas | IC | 0.3 | N | IPP Non-CHP | LFG | biomass | TRUE
57298 | Landfill Gas | IC | 0.3 | N | IPP Non-CHP | LFG | biomass | TRUE
57298 | Landfill Gas | IC | 0.3 | N | IPP Non-CHP | LFG | biomass | TRUE
57298 | Landfill Gas | IC | 0.3 | N | IPP Non-CHP | LFG | biomass | TRUE
57298 | Landfill Gas | IC | 0.3 | N | IPP Non-CHP | LFG | biomass | TRUE
57298 | Landfill Gas | IC | 0.3 | N | IPP Non-CHP | LFG | biomass | TRUE
57298 | Landfill Gas | IC | 0.3 | N | IPP Non-CHP | LFG | biomass | TRUE
57298 | Landfill Gas | IC | 0.3 | N | IPP Non-CHP | LFG | biomass | TRUE
57298 | Landfill Gas | IC | 0.3 | N | IPP Non-CHP | LFG | biomass | TRUE
57298 | Landfill Gas | IC | 0.3 | N | IPP Non-CHP | LFG | biomass | TRUE
57298 | Landfill Gas | IC | 0.3 | N | IPP Non-CHP | LFG | biomass | TRUE
57298 | Landfill Gas | IC | 0.3 | N | IPP Non-CHP | LFG | biomass | TRUE
57298 | Landfill Gas | IC | 0.3 | N | IPP Non-CHP | LFG | biomass | TRUE
57298 | Landfill Gas | IC | 0.3 | N | IPP Non-CHP | LFG | biomass | TRUE
57299 | Onshore Wind Turbine | WT | 111 | N | Electric Utility | WND | onshore wind | TRUE
57300 | Onshore Wind Turbine | WT | 70 | N | IPP Non-CHP | WND | onshore wind | TRUE
57301 | Onshore Wind Turbine | WT | 8 | N | IPP Non-CHP | WND | onshore wind | TRUE
57302 | Onshore Wind Turbine | WT | 6.5 | N | IPP Non-CHP | WND | onshore wind | TRUE
57303 | Onshore Wind Turbine | WT | 75 | N | IPP Non-CHP | WND | onshore wind | TRUE
57303 | Onshore Wind Turbine | WT | 75 | N | IPP Non-CHP | WND | onshore wind | TRUE
57305 | Solar Photovoltaic | PV | 10 | N | Electric Utility | SUN | solar PV | TRUE
57306 | Solar Photovoltaic | PV | 8.5 | N | Electric Utility | SUN | solar PV | TRUE
57310 | Solar Photovoltaic | PV | 1.3 | N | Commercial Non-CHP | SUN | solar PV | FALSE
57311 | Solar Photovoltaic | PV | 1 | N | Commercial Non-CHP | SUN | solar PV | FALSE
57313 | Solar Photovoltaic | PV | 1.2 | N | Commercial Non-CHP | SUN | solar PV | FALSE
57314 | Solar Photovoltaic | PV | 1.2 | N | Commercial Non-CHP | SUN | solar PV | FALSE
57315 | Onshore Wind Turbine | WT | 246 | N | IPP Non-CHP | WND | onshore wind | TRUE
57317 | Solar Photovoltaic | PV | 35 | N | IPP Non-CHP | SUN | solar PV | TRUE
57318 | Solar Photovoltaic | PV | 20 | N | IPP Non-CHP | SUN | solar PV | TRUE
57319 | Onshore Wind Turbine | WT | 50 | N | IPP Non-CHP | WND | onshore wind | TRUE
57320 | Onshore Wind Turbine | WT | 151.2 | N | IPP Non-CHP | WND | onshore wind | TRUE
57321 | Solar Photovoltaic | PV | 1.2 | N | IPP Non-CHP | SUN | solar PV | TRUE
57322 | Natural Gas Fired Combustion Turbine | GT | 12.3 | Y | Industrial CHP | NG | natural gas peaker | FALSE
57323 | Solar Thermal without Energy Storage | ST | 3.2 | N | IPP Non-CHP | SUN | solar thermal | TRUE
57325 | Onshore Wind Turbine | WT | 217.5 | N | IPP Non-CHP | WND | onshore wind | TRUE
57326 | Onshore Wind Turbine | WT | 49.5 | N | IPP Non-CHP | WND | onshore wind | TRUE
57327 | Onshore Wind Turbine | WT | 200 | N | IPP Non-CHP | WND | onshore wind | TRUE
57330 | Solar Photovoltaic | PV | 1.2 | N | IPP Non-CHP | SUN | solar PV | TRUE
57331 | Solar Thermal without Energy Storage | ST | 137.5 | N | IPP Non-CHP | SUN | solar thermal | TRUE
57331 | Solar Thermal without Energy Storage | ST | 137.5 | N | IPP Non-CHP | SUN | solar thermal | TRUE
57332 | Onshore Wind Turbine | WT | 227 | N | Electric Utility | WND | onshore wind | TRUE
57333 | Onshore Wind Turbine | WT | 201 | N | IPP Non-CHP | WND | onshore wind | TRUE
57334 | Solar Photovoltaic | PV | 1.9 | N | Electric Utility | SUN | solar PV | TRUE
57335 | Solar Photovoltaic | PV | 1.3 | N | Electric Utility | SUN | solar PV | TRUE
57336 | Solar Photovoltaic | PV | 1 | N | Electric Utility | SUN | solar PV | TRUE
57337 | Solar Photovoltaic | PV | 10 | N | IPP Non-CHP | SUN | solar PV | TRUE
57338 | Solar Photovoltaic | PV | 20 | N | IPP Non-CHP | SUN | solar PV | TRUE
57341 | Solar Photovoltaic | PV | 1.7 | N | Electric Utility | SUN | solar PV | TRUE
57342 | Onshore Wind Turbine | WT | 150 | N | IPP Non-CHP | WND | onshore wind | TRUE
57343 | Other Waste Biomass | IC | 1.1 | Y | IPP CHP | OBG | biomass | FALSE
57343 | Other Waste Biomass | IC | 1.1 | Y | IPP CHP | OBG | biomass | FALSE
57344 | Other Waste Biomass | IC | 0.8 | Y | Industrial CHP | OBG | biomass | FALSE
57344 | Other Waste Biomass | IC | 0.8 | Y | Industrial CHP | OBG | biomass | FALSE
57344 | Other Waste Biomass | IC | 0.8 | Y | Industrial CHP | OBG | biomass | FALSE
57345 | Other Waste Biomass | IC | 0.9 | Y | IPP CHP | OBG | biomass | FALSE
57345 | Other Waste Biomass | IC | 0.9 | Y | IPP CHP | OBG | biomass | FALSE
57346 | Onshore Wind Turbine | WT | 98.9 | N | IPP Non-CHP | WND | onshore wind | TRUE
57346 | Onshore Wind Turbine | WT | 99.2 | N | IPP Non-CHP | WND | onshore wind | TRUE
57347 | Onshore Wind Turbine | WT | 102.4 | N | IPP Non-CHP | WND | onshore wind | TRUE
57348 | Natural Gas Fired Combustion Turbine | GT | 4 | Y | Commercial CHP | NG | natural gas peaker | FALSE
57348 | Natural Gas Fired Combustion Turbine | GT | 4 | Y | Commercial CHP | NG | natural gas peaker | FALSE
57349 | Natural Gas Fired Combined Cycle | CT | 193 | N | IPP Non-CHP | NG | natural gas nonpeaker | TRUE
57349 | Natural Gas Fired Combined Cycle | CA | 123 | N | IPP Non-CHP | NG | natural gas nonpeaker | TRUE
57350 | Onshore Wind Turbine | WT | 1.5 | N | IPP Non-CHP | WND | onshore wind | TRUE
57351 | Onshore Wind Turbine | WT | 1.5 | N | Commercial Non-CHP | WND | onshore wind | FALSE
57351 | Onshore Wind Turbine | WT | 1.5 | N | Commercial Non-CHP | WND | onshore wind | FALSE
57351 | Onshore Wind Turbine | WT | 1.5 | N | Commercial Non-CHP | WND | onshore wind | FALSE
57352 | Solar Photovoltaic | PV | 1 | N | Electric Utility | SUN | solar PV | TRUE
57353 | Geothermal | BT | 14 | N | IPP Non-CHP | GEO | geothermal | TRUE
57354 | Onshore Wind Turbine | WT | 4.5 | N | IPP Non-CHP | WND | onshore wind | TRUE
57356 | Landfill Gas | IC | 0.3 | N | IPP Non-CHP | LFG | biomass | TRUE
57356 | Landfill Gas | IC | 0.3 | N | IPP Non-CHP | LFG | biomass | TRUE
57356 | Landfill Gas | IC | 0.3 | N | IPP Non-CHP | LFG | biomass | TRUE
57356 | Landfill Gas | IC | 0.3 | N | IPP Non-CHP | LFG | biomass | TRUE
57356 | Landfill Gas | IC | 0.3 | N | IPP Non-CHP | LFG | biomass | TRUE
57356 | Landfill Gas | IC | 0.3 | N | IPP Non-CHP | LFG | biomass | TRUE
57356 | Landfill Gas | IC | 0.3 | N | IPP Non-CHP | LFG | biomass | TRUE
57356 | Landfill Gas | IC | 0.3 | N | IPP Non-CHP | LFG | biomass | TRUE
57356 | Landfill Gas | IC | 0.3 | N | IPP Non-CHP | LFG | biomass | TRUE
57356 | Landfill Gas | IC | 0.3 | N | IPP Non-CHP | LFG | biomass | TRUE
57356 | Landfill Gas | IC | 0.3 | N | IPP Non-CHP | LFG | biomass | TRUE
57356 | Landfill Gas | IC | 0.3 | N | IPP Non-CHP | LFG | biomass | TRUE
57357 | Onshore Wind Turbine | WT | 102.4 | N | IPP Non-CHP | WND | onshore wind | TRUE
57358 | Onshore Wind Turbine | WT | 151.8 | N | IPP Non-CHP | WND | onshore wind | TRUE
57359 | Solar Photovoltaic | PV | 6 | N | IPP Non-CHP | SUN | solar PV | TRUE
57360 | Solar Photovoltaic | PV | 20 | N | IPP Non-CHP | SUN | solar PV | TRUE
57361 | Solar Photovoltaic | PV | 19 | N | IPP Non-CHP | SUN | solar PV | TRUE
57362 | Solar Photovoltaic | PV | 1.6 | N | IPP Non-CHP | SUN | solar PV | TRUE
57363 | Solar Photovoltaic | PV | 1.3 | N | IPP Non-CHP | SUN | solar PV | TRUE
57364 | Conventional Hydroelectric | HY | 2.2 | N | IPP Non-CHP | WAT | hydro | TRUE
57364 | Conventional Hydroelectric | HY | 2.2 | N | IPP Non-CHP | WAT | hydro | TRUE
57365 | Landfill Gas | IC | 1.1 | N | IPP Non-CHP | LFG | biomass | TRUE
57365 | Landfill Gas | IC | 1.1 | N | IPP Non-CHP | LFG | biomass | TRUE
57365 | Landfill Gas | IC | 1.1 | N | IPP Non-CHP | LFG | biomass | TRUE
57366 | Landfill Gas | IC | 1.1 | N | IPP Non-CHP | LFG | biomass | TRUE
57366 | Landfill Gas | IC | 1.1 | N | IPP Non-CHP | LFG | biomass | TRUE
57366 | Landfill Gas | IC | 1.1 | N | IPP Non-CHP | LFG | biomass | TRUE
57367 | Solar Photovoltaic | PV | 3 | N | Commercial Non-CHP | SUN | solar PV | FALSE
57368 | Solar Photovoltaic | PV | 30 | N | IPP Non-CHP | SUN | solar PV | TRUE
57369 | Solar Photovoltaic | PV | 1 | N | IPP Non-CHP | SUN | solar PV | TRUE
57372 | Solar Photovoltaic | PV | 1.6 | N | IPP Non-CHP | SUN | solar PV | TRUE
57373 | Solar Photovoltaic | PV | 90.7 | N | IPP Non-CHP | SUN | solar PV | TRUE
57373 | Solar Photovoltaic | PV | 136 | N | IPP Non-CHP | SUN | solar PV | TRUE
57373 | Solar Photovoltaic | PV | 121 | N | IPP Non-CHP | SUN | solar PV | TRUE
57374 | Onshore Wind Turbine | WT | 205.5 | N | IPP Non-CHP | WND | onshore wind | TRUE
57375 | Onshore Wind Turbine | WT | 20 | N | IPP Non-CHP | WND | onshore wind | TRUE
57376 | Geothermal | BT | 8.5 | N | IPP Non-CHP | GEO | geothermal | TRUE
57376 | Geothermal | BT | 4 | N | IPP Non-CHP | GEO | geothermal | TRUE
57377 | Solar Photovoltaic | PV | 10 | N | IPP Non-CHP | SUN | solar PV | TRUE
57377 | Solar Photovoltaic | PV | 9 | N | IPP Non-CHP | SUN | solar PV | TRUE
57378 | Solar Photovoltaic | PV | 241.5 | N | IPP Non-CHP | SUN | solar PV | TRUE
57379 | Onshore Wind Turbine | WT | 65.1 | N | IPP Non-CHP | WND | onshore wind | TRUE
57380 | Onshore Wind Turbine | WT | 28.5 | N | IPP Non-CHP | WND | onshore wind | TRUE
57381 | Solar Photovoltaic | PV | 2.7 | N | Electric Utility | SUN | solar PV | TRUE
57382 | Solar Photovoltaic | PV | 3.6 | N | Electric Utility | SUN | solar PV | TRUE
57383 | Solar Photovoltaic | PV | 1.5 | N | Electric Utility | SUN | solar PV | TRUE
57384 | Solar Photovoltaic | PV | 2.5 | N | Electric Utility | SUN | solar PV | TRUE
57384 | Solar Photovoltaic | PV | 3.5 | N | Electric Utility | SUN | solar PV | TRUE
57385 | Onshore Wind Turbine | WT | 30 | N | IPP Non-CHP | WND | onshore wind | TRUE
57386 | Onshore Wind Turbine | WT | 25.3 | N | IPP Non-CHP | WND | onshore wind | TRUE
57387 | Onshore Wind Turbine | WT | 62.4 | N | IPP Non-CHP | WND | onshore wind | TRUE
57390 | Solar Photovoltaic | PV | 1.6 | N | IPP Non-CHP | SUN | solar PV | TRUE
57392 | Solar Photovoltaic | PV | 1.2 | N | Electric Utility | SUN | solar PV | TRUE
57393 | Other Waste Biomass | IC | 0.7 | N | IPP Non-CHP | OBG | biomass | TRUE
57393 | Other Waste Biomass | IC | 0.7 | N | IPP Non-CHP | OBG | biomass | TRUE
57394 | Solar Thermal without Energy Storage | ST | 125 | N | IPP Non-CHP | SUN | solar thermal | TRUE
57394 | Solar Thermal without Energy Storage | ST | 125 | N | IPP Non-CHP | SUN | solar thermal | TRUE
57396 | Onshore Wind Turbine | WT | 20 | N | IPP Non-CHP | WND | onshore wind | TRUE
57397 | Solar Photovoltaic | PV | 2.5 | N | IPP Non-CHP | SUN | solar PV | TRUE
57397 | Solar Photovoltaic | PV | 1.6 | N | IPP Non-CHP | SUN | solar PV | TRUE
57402 | Solar Photovoltaic | PV | 1 | N | IPP Non-CHP | SUN | solar PV | TRUE
57403 | Landfill Gas | IC | 1.6 | N | IPP Non-CHP | LFG | biomass | TRUE
57403 | Landfill Gas | IC | 1.6 | N | IPP Non-CHP | LFG | biomass | TRUE
57404 | Landfill Gas | IC | 1.6 | N | IPP Non-CHP | LFG | biomass | TRUE
57404 | Landfill Gas | IC | 1.6 | N | IPP Non-CHP | LFG | biomass | TRUE
57405 | Landfill Gas | IC | 1.6 | N | IPP Non-CHP | LFG | biomass | TRUE
57405 | Landfill Gas | IC | 1.6 | N | IPP Non-CHP | LFG | biomass | TRUE
57406 | Landfill Gas | IC | 1.6 | N | IPP Non-CHP | LFG | biomass | TRUE
57406 | Landfill Gas | IC | 1.6 | N | IPP Non-CHP | LFG | biomass | TRUE
57406 | Landfill Gas | IC | 1.6 | N | IPP Non-CHP | LFG | biomass | TRUE
57408 | Landfill Gas | IC | 1.6 | N | IPP Non-CHP | LFG | biomass | TRUE
57409 | Landfill Gas | IC | 1.6 | N | IPP Non-CHP | LFG | biomass | TRUE
57409 | Landfill Gas | IC | 1.6 | N | IPP Non-CHP | LFG | biomass | TRUE
57409 | Landfill Gas | IC | 1.6 | N | IPP Non-CHP | LFG | biomass | TRUE
57410 | Landfill Gas | IC | 0.8 | N | IPP Non-CHP | LFG | biomass | TRUE
57410 | Landfill Gas | IC | 0.8 | N | IPP Non-CHP | LFG | biomass | TRUE
57410 | Landfill Gas | IC | 0.8 | N | IPP Non-CHP | LFG | biomass | TRUE
57410 | Landfill Gas | IC | 0.8 | N | IPP Non-CHP | LFG | biomass | TRUE
57410 | Landfill Gas | IC | 0.8 | N | IPP Non-CHP | LFG | biomass | TRUE
57411 | Landfill Gas | IC | 0.8 | N | IPP Non-CHP | LFG | biomass | TRUE
57411 | Landfill Gas | IC | 0.8 | N | IPP Non-CHP | LFG | biomass | TRUE
57411 | Landfill Gas | IC | 0.8 | N | IPP Non-CHP | LFG | biomass | TRUE
57411 | Landfill Gas | IC | 0.8 | N | IPP Non-CHP | LFG | biomass | TRUE
57411 | Landfill Gas | IC | 0.8 | N | IPP Non-CHP | LFG | biomass | TRUE
57412 | Solar Photovoltaic | PV | 0.4 | N | Industrial Non-CHP | SUN | solar PV | FALSE
57414 | Onshore Wind Turbine | WT | 1.7 | N | IPP Non-CHP | WND | onshore wind | TRUE
57415 | Onshore Wind Turbine | WT | 147.5 | N | IPP Non-CHP | WND | onshore wind | TRUE
57417 | Onshore Wind Turbine | WT | 40.8 | N | IPP Non-CHP | WND | onshore wind | TRUE
57419 | Other Waste Biomass | FC | 1 | Y | IPP CHP | OBG | biomass | FALSE
57420 | Other Waste Biomass | FC | 1.4 | Y | IPP CHP | OBG | biomass | FALSE
57421 | Onshore Wind Turbine | WT | 102 | N | Electric Utility | WND | onshore wind | TRUE
57422 | Solar Photovoltaic | PV | 1 | N | Commercial Non-CHP | SUN | solar PV | FALSE
57424 | Onshore Wind Turbine | WT | 210 | N | IPP Non-CHP | WND | onshore wind | TRUE
57425 | Other Waste Biomass | IC | 1.5 | N | IPP CHP | OBG | biomass | FALSE
57425 | Other Waste Biomass | IC | 1.5 | Y | IPP CHP | OBG | biomass | FALSE
57425 | Other Waste Biomass | IC | 1.5 | Y | IPP CHP | OBG | biomass | FALSE
57427 | Onshore Wind Turbine | WT | 23 | N | IPP Non-CHP | WND | onshore wind | TRUE
57428 | Onshore Wind Turbine | WT | 23 | N | IPP Non-CHP | WND | onshore wind | TRUE
57429 | Onshore Wind Turbine | WT | 23 | N | IPP Non-CHP | WND | onshore wind | TRUE
57430 | Onshore Wind Turbine | WT | 23 | N | IPP Non-CHP | WND | onshore wind | TRUE
57431 | Onshore Wind Turbine | WT | 23 | N | IPP Non-CHP | WND | onshore wind | TRUE
57432 | Onshore Wind Turbine | WT | 44 | N | Electric Utility | WND | onshore wind | TRUE
57433 | Landfill Gas | IC | 1.6 | N | IPP Non-CHP | LFG | biomass | TRUE
57433 | Landfill Gas | IC | 1.6 | N | IPP Non-CHP | LFG | biomass | TRUE
57433 | Landfill Gas | IC | 1.6 | N | IPP Non-CHP | LFG | biomass | TRUE
57434 | Onshore Wind Turbine | WT | 10 | N | IPP Non-CHP | WND | onshore wind | TRUE
57435 | Solar Photovoltaic | PV | 1 | N | IPP Non-CHP | SUN | solar PV | TRUE
57435 | Solar Photovoltaic | PV | 1 | N | IPP Non-CHP | SUN | solar PV | TRUE
57435 | Solar Photovoltaic | PV | 1 | N | IPP Non-CHP | SUN | solar PV | TRUE
57435 | Solar Photovoltaic | PV | 1 | N | IPP Non-CHP | SUN | solar PV | TRUE
57435 | Solar Photovoltaic | PV | 1 | N | IPP Non-CHP | SUN | solar PV | TRUE
57436 | Landfill Gas | IC | 1.6 | N | IPP Non-CHP | LFG | biomass | TRUE
57437 | Conventional Hydroelectric | HY | 3.3 | N | IPP Non-CHP | WAT | hydro | TRUE
57438 | Solar Photovoltaic | PV | 1.6 | N | IPP Non-CHP | SUN | solar PV | TRUE
57439 | Solar Photovoltaic | PV | 32.3 | N | IPP Non-CHP | SUN | solar PV | TRUE
57439 | Solar Photovoltaic | PV | 21 | N | IPP Non-CHP | SUN | solar PV | TRUE
57439 | Solar Photovoltaic | PV | 86.5 | N | IPP Non-CHP | SUN | solar PV | TRUE
57439 | Solar Photovoltaic | PV | 70 | N | IPP Non-CHP | SUN | solar PV | TRUE
57439 | Solar Photovoltaic | PV | 40 | N | IPP Non-CHP | SUN | solar PV | TRUE
57441 | Solar Photovoltaic | PV | 0.5 | N | Electric Utility | SUN | solar PV | TRUE
57441 | Solar Photovoltaic | PV | 0.5 | N | Electric Utility | SUN | solar PV | TRUE
57441 | Solar Photovoltaic | PV | 0.5 | N | Electric Utility | SUN | solar PV | TRUE
57441 | Solar Photovoltaic | PV | 0.5 | N | Electric Utility | SUN | solar PV | TRUE
57441 | Solar Photovoltaic | PV | 0.5 | N | Electric Utility | SUN | solar PV | TRUE
57441 | Solar Photovoltaic | PV | 0.5 | N | Electric Utility | SUN | solar PV | TRUE
57441 | Solar Photovoltaic | PV | 0.5 | N | Electric Utility | SUN | solar PV | TRUE
57441 | Solar Photovoltaic | PV | 0.5 | N | Electric Utility | SUN | solar PV | TRUE
57441 | Solar Photovoltaic | PV | 0.5 | N | Electric Utility | SUN | solar PV | TRUE
57441 | Solar Photovoltaic | PV | 0.5 | N | Electric Utility | SUN | solar PV | TRUE
57442 | Solar Photovoltaic | PV | 50 | N | IPP Non-CHP | SUN | solar PV | TRUE
57443 | Landfill Gas | IC | 1.6 | N | IPP Non-CHP | LFG | biomass | TRUE
57443 | Landfill Gas | IC | 1.6 | N | IPP Non-CHP | LFG | biomass | TRUE
57443 | Landfill Gas | IC | 1.6 | N | IPP Non-CHP | LFG | biomass | TRUE
57443 | Landfill Gas | IC | 1.6 | N | IPP Non-CHP | LFG | biomass | TRUE
57443 | Landfill Gas | IC | 1.6 | N | IPP Non-CHP | LFG | biomass | TRUE
57443 | Landfill Gas | IC | 1.6 | N | IPP Non-CHP | LFG | biomass | TRUE
57443 | Landfill Gas | IC | 1.6 | N | IPP Non-CHP | LFG | biomass | TRUE
57443 | Landfill Gas | IC | 1.6 | N | IPP Non-CHP | LFG | biomass | TRUE
57444 | Onshore Wind Turbine | WT | 23 | N | IPP Non-CHP | WND | onshore wind | TRUE
57446 | Geothermal | BT | 12 | N | IPP Non-CHP | GEO | geothermal | TRUE
57446 | Geothermal | BT | 12 | N | IPP Non-CHP | GEO | geothermal | TRUE
57446 | Geothermal | BT | 6 | N | IPP Non-CHP | GEO | geothermal | TRUE
57446 | Geothermal | BT | 12 | N | IPP Non-CHP | GEO | geothermal | TRUE
57446 | Geothermal | BT | 12 | N | IPP Non-CHP | GEO | geothermal | TRUE
57446 | Geothermal | BT | 6 | N | IPP Non-CHP | GEO | geothermal | TRUE
57447 | Onshore Wind Turbine | WT | 97.6 | N | IPP Non-CHP | WND | onshore wind | TRUE
57447 | Batteries | BA | 32 | N | IPP Non-CHP | MWH | other | TRUE
57448 | Solar Photovoltaic | PV | 17.7 | N | IPP Non-CHP | SUN | solar PV | TRUE
57449 | Onshore Wind Turbine | WT | 302 | N | IPP Non-CHP | WND | onshore wind | TRUE
57451 | Geothermal | BT | 9 | N | IPP Non-CHP | GEO | geothermal | TRUE
57451 | Geothermal | BT | 9 | N | IPP Non-CHP | GEO | geothermal | TRUE
57455 | Solar Photovoltaic | PV | 26 | N | IPP Non-CHP | SUN | solar PV | TRUE
57456 | Geothermal | ST | 6.3 | N | IPP Non-CHP | GEO | geothermal | TRUE
57457 | Wood/Wood Waste Biomass | ST | 19.8 | N | Industrial Non-CHP | WDS | biomass | FALSE
57458 | Solar Photovoltaic | PV | 3.8 | N | IPP Non-CHP | SUN | solar PV | TRUE
57459 | Onshore Wind Turbine | WT | 49 | N | IPP Non-CHP | WND | onshore wind | TRUE
57460 | Other Waste Biomass | FC | 0.1 | N | IPP Non-CHP | OBG | biomass | TRUE
57460 | Other Waste Biomass | FC | 0.1 | N | IPP Non-CHP | OBG | biomass | TRUE
57460 | Other Waste Biomass | FC | 0.1 | N | IPP Non-CHP | OBG | biomass | TRUE
57460 | Other Waste Biomass | FC | 0.1 | N | IPP Non-CHP | OBG | biomass | TRUE
57460 | Other Waste Biomass | FC | 0.1 | N | IPP Non-CHP | OBG | biomass | TRUE
57460 | Other Waste Biomass | FC | 0.1 | N | IPP Non-CHP | OBG | biomass | TRUE
57460 | Other Waste Biomass | FC | 0.1 | N | IPP Non-CHP | OBG | biomass | TRUE
57460 | Other Waste Biomass | FC | 0.1 | N | IPP Non-CHP | OBG | biomass | TRUE
57460 | Other Waste Biomass | FC | 0.1 | N | IPP Non-CHP | OBG | biomass | TRUE
57460 | Other Waste Biomass | FC | 0.1 | N | IPP Non-CHP | OBG | biomass | TRUE
57460 | Other Waste Biomass | FC | 0.1 | N | IPP Non-CHP | OBG | biomass | TRUE
57461 | Solar Photovoltaic | PV | 0.9 | N | IPP Non-CHP | SUN | solar PV | TRUE
57462 | Solar Photovoltaic | PV | 8 | N | IPP Non-CHP | SUN | solar PV | TRUE
57463 | Onshore Wind Turbine | WT | 200 | N | IPP Non-CHP | WND | onshore wind | TRUE
57465 | Solar Photovoltaic | PV | 1.8 | N | IPP Non-CHP | SUN | solar PV | TRUE
57466 | Landfill Gas | IC | 1.6 | N | IPP Non-CHP | LFG | biomass | TRUE
57466 | Landfill Gas | IC | 1.6 | N | IPP Non-CHP | LFG | biomass | TRUE
57466 | Landfill Gas | IC | 1.6 | N | IPP Non-CHP | LFG | biomass | TRUE
57466 | Landfill Gas | IC | 1.6 | N | IPP Non-CHP | LFG | biomass | TRUE
57467 | Wood/Wood Waste Biomass | ST | 8.2 | Y | Industrial CHP | WDS | biomass | FALSE
57468 | Onshore Wind Turbine | WT | 66 | N | IPP Non-CHP | WND | onshore wind | TRUE
57469 | Onshore Wind Turbine | WT | 150 | N | IPP Non-CHP | WND | onshore wind | TRUE
57470 | Wood/Wood Waste Biomass | ST | 34.2 | Y | Industrial CHP | BLQ | biomass | FALSE
57471 | Solar Photovoltaic | PV | 1 | N | IPP Non-CHP | SUN | solar PV | TRUE
57473 | Solar Photovoltaic | PV | 1.6 | N | IPP Non-CHP | SUN | solar PV | TRUE
57474 | Onshore Wind Turbine | WT | 10 | N | IPP Non-CHP | WND | onshore wind | TRUE
57475 | Geothermal | ST | 49.9 | N | IPP Non-CHP | GEO | geothermal | TRUE
57476 | Petroleum Liquids | IC | 2 | N | Electric Utility | DFO | petroleum | TRUE
57481 | Solar Photovoltaic | PV | 2.2 | N | IPP Non-CHP | SUN | solar PV | TRUE
57482 | Natural Gas Fired Combustion Turbine | GT | 100 | N | IPP Non-CHP | NG | natural gas peaker | TRUE
57482 | Natural Gas Fired Combustion Turbine | GT | 100 | N | IPP Non-CHP | NG | natural gas peaker | TRUE
57482 | Natural Gas Fired Combustion Turbine | GT | 100 | N | IPP Non-CHP | NG | natural gas peaker | TRUE
57482 | Natural Gas Fired Combustion Turbine | GT | 100 | N | IPP Non-CHP | NG | natural gas peaker | TRUE
57482 | Natural Gas Fired Combustion Turbine | GT | 100 | N | IPP Non-CHP | NG | natural gas peaker | TRUE
57482 | Natural Gas Fired Combustion Turbine | GT | 100 | N | IPP Non-CHP | NG | natural gas peaker | TRUE
57482 | Natural Gas Fired Combustion Turbine | GT | 100 | N | IPP Non-CHP | NG | natural gas peaker | TRUE
57482 | Natural Gas Fired Combustion Turbine | GT | 100 | N | IPP Non-CHP | NG | natural gas peaker | TRUE
57483 | Natural Gas Fired Combustion Turbine | GT | 49.9 | N | IPP Non-CHP | NG | natural gas peaker | TRUE
57483 | Natural Gas Fired Combustion Turbine | GT | 49.9 | N | IPP Non-CHP | NG | natural gas peaker | TRUE
57483 | Natural Gas Fired Combustion Turbine | GT | 49.9 | N | IPP Non-CHP | NG | natural gas peaker | TRUE
57483 | Natural Gas Fired Combustion Turbine | GT | 49.9 | N | IPP Non-CHP | NG | natural gas peaker | TRUE
57484 | Onshore Wind Turbine | WT | 189 | N | IPP Non-CHP | WND | onshore wind | TRUE
57485 | Solar Photovoltaic | PV | 7.9 | N | IPP Non-CHP | SUN | solar PV | TRUE
57486 | Solar Photovoltaic | PV | 3 | N | IPP Non-CHP | SUN | solar PV | TRUE
57487 | Solar Photovoltaic | PV | 3 | N | IPP Non-CHP | SUN | solar PV | TRUE
57488 | Solar Photovoltaic | PV | 2 | N | IPP Non-CHP | SUN | solar PV | TRUE
57489 | Landfill Gas | IC | 1.5 | N | IPP Non-CHP | LFG | biomass | TRUE
57489 | Landfill Gas | IC | 1.9 | N | IPP Non-CHP | LFG | biomass | TRUE
57490 | Solar Photovoltaic | PV | 128.9 | N | IPP Non-CHP | SUN | solar PV | TRUE
57492 | Landfill Gas | IC | 1.6 | N | IPP Non-CHP | LFG | biomass | TRUE
57492 | Landfill Gas | IC | 1.6 | N | IPP Non-CHP | LFG | biomass | TRUE
57492 | Landfill Gas | IC | 1.6 | N | IPP Non-CHP | LFG | biomass | TRUE
57492 | Landfill Gas | IC | 1.6 | N | IPP Non-CHP | LFG | biomass | TRUE
57492 | Landfill Gas | IC | 1.6 | N | IPP Non-CHP | LFG | biomass | TRUE
57492 | Landfill Gas | IC | 1.6 | N | IPP Non-CHP | LFG | biomass | TRUE
57493 | Onshore Wind Turbine | WT | 150.4 | N | IPP Non-CHP | WND | onshore wind | TRUE
57494 | Solar Photovoltaic | PV | 1 | N | IPP Non-CHP | SUN | solar PV | TRUE
57496 | Conventional Hydroelectric | HY | 6.9 | N | Electric Utility | WAT | hydro | TRUE
57496 | Conventional Hydroelectric | HY | 6.9 | N | Electric Utility | WAT | hydro | TRUE
57497 | Solar Photovoltaic | PV | 20 | N | Electric Utility | SUN | solar PV | TRUE
57498 | Solar Photovoltaic | PV | 15 | N | Electric Utility | SUN | solar PV | TRUE
57499 | Solar Photovoltaic | PV | 15 | N | Electric Utility | SUN | solar PV | TRUE
57500 | Onshore Wind Turbine | WT | 119.6 | N | Electric Utility | WND | onshore wind | TRUE
57501 | Onshore Wind Turbine | WT | 443.9 | N | Electric Utility | WND | onshore wind | TRUE
57502 | Landfill Gas | IC | 1.5 | N | Electric Utility | LFG | biomass | TRUE
57502 | Landfill Gas | IC | 1.5 | N | Electric Utility | LFG | biomass | TRUE
57504 | Natural Gas Fired Combustion Turbine | GT | 48 | Y | Commercial CHP | NG | natural gas peaker | FALSE
57505 | Natural Gas Fired Combustion Turbine | GT | 12 | N | Electric Utility | NG | natural gas peaker | TRUE
57505 | Natural Gas Fired Combustion Turbine | GT | 12 | N | Electric Utility | NG | natural gas peaker | TRUE
57506 | Solar Photovoltaic | PV | 1 | N | IPP Non-CHP | SUN | solar PV | TRUE
57507 | Solar Photovoltaic | PV | 3 | N | Commercial Non-CHP | SUN | solar PV | FALSE
57508 | Landfill Gas | IC | 1.4 | N | IPP Non-CHP | LFG | biomass | TRUE
57508 | Landfill Gas | IC | 1.4 | N | IPP Non-CHP | LFG | biomass | TRUE
57509 | Solar Photovoltaic | PV | 1.5 | N | IPP Non-CHP | SUN | solar PV | TRUE
57514 | Onshore Wind Turbine | WT | 265.4 | N | IPP Non-CHP | WND | onshore wind | TRUE
57515 | Natural Gas Fired Combustion Turbine | GT | 97 | N | IPP Non-CHP | NG | natural gas peaker | TRUE
57515 | Natural Gas Fired Combustion Turbine | GT | 97 | N | IPP Non-CHP | NG | natural gas peaker | TRUE
57515 | Natural Gas Fired Combustion Turbine | GT | 97 | N | IPP Non-CHP | NG | natural gas peaker | TRUE
57515 | Natural Gas Fired Combustion Turbine | GT | 97 | N | IPP Non-CHP | NG | natural gas peaker | TRUE
57515 | Natural Gas Fired Combustion Turbine | GT | 97 | N | IPP Non-CHP | NG | natural gas peaker | TRUE
57516 | Onshore Wind Turbine | WT | 80 | N | IPP Non-CHP | WND | onshore wind | TRUE
57517 | Onshore Wind Turbine | WT | 20 | N | IPP Non-CHP | WND | onshore wind | TRUE
57519 | Solar Photovoltaic | PV | 1.9 | N | Industrial Non-CHP | SUN | solar PV | FALSE
57520 | Onshore Wind Turbine | WT | 225 | N | IPP Non-CHP | WND | onshore wind | TRUE
57521 | Solar Photovoltaic | PV | 10 | N | Electric Utility | SUN | solar PV | TRUE
57522 | Solar Photovoltaic | PV | 20 | N | Electric Utility | SUN | solar PV | TRUE
57523 | Solar Photovoltaic | PV | 20 | N | Electric Utility | SUN | solar PV | TRUE
57524 | Solar Photovoltaic | PV | 0.9 | N | IPP Non-CHP | SUN | solar PV | TRUE
57525 | Solar Photovoltaic | PV | 1 | N | IPP Non-CHP | SUN | solar PV | TRUE
57526 | Onshore Wind Turbine | WT | 265 | N | IPP Non-CHP | WND | onshore wind | TRUE
57529 | Onshore Wind Turbine | WT | 69 | N | IPP Non-CHP | WND | onshore wind | TRUE
57530 | Onshore Wind Turbine | WT | 105.3 | N | IPP Non-CHP | WND | onshore wind | TRUE
57534 | Solar Photovoltaic | PV | 0.5 | N | Electric Utility | SUN | solar PV | TRUE
57534 | Solar Photovoltaic | PV | 0.5 | N | Electric Utility | SUN | solar PV | TRUE
57534 | Solar Photovoltaic | PV | 0.5 | N | Electric Utility | SUN | solar PV | TRUE
57535 | Solar Photovoltaic | PV | 0.5 | N | Electric Utility | SUN | solar PV | TRUE
57535 | Solar Photovoltaic | PV | 0.5 | N | Electric Utility | SUN | solar PV | TRUE
57540 | Solar Photovoltaic | PV | 0.5 | N | Electric Utility | SUN | solar PV | TRUE
57540 | Solar Photovoltaic | PV | 0.5 | N | Electric Utility | SUN | solar PV | TRUE
57540 | Solar Photovoltaic | PV | 0.5 | N | Electric Utility | SUN | solar PV | TRUE
57540 | Solar Photovoltaic | PV | 0.5 | N | Electric Utility | SUN | solar PV | TRUE
57540 | Solar Photovoltaic | PV | 0.5 | N | Electric Utility | SUN | solar PV | TRUE
57540 | Solar Photovoltaic | PV | 0.5 | N | Electric Utility | SUN | solar PV | TRUE
57540 | Solar Photovoltaic | PV | 0.5 | N | Electric Utility | SUN | solar PV | TRUE
57540 | Solar Photovoltaic | PV | 0.5 | N | Electric Utility | SUN | solar PV | TRUE
57540 | Solar Photovoltaic | PV | 0.5 | N | Electric Utility | SUN | solar PV | TRUE
57540 | Solar Photovoltaic | PV | 0.5 | N | Electric Utility | SUN | solar PV | TRUE
57540 | Solar Photovoltaic | PV | 0.5 | N | Electric Utility | SUN | solar PV | TRUE
57540 | Solar Photovoltaic | PV | 0.5 | N | Electric Utility | SUN | solar PV | TRUE
57540 | Solar Photovoltaic | PV | 0.5 | N | Electric Utility | SUN | solar PV | TRUE
57540 | Solar Photovoltaic | PV | 0.5 | N | Electric Utility | SUN | solar PV | TRUE
57540 | Solar Photovoltaic | PV | 0.5 | N | Electric Utility | SUN | solar PV | TRUE
57540 | Solar Photovoltaic | PV | 0.5 | N | Electric Utility | SUN | solar PV | TRUE
57544 | Other Natural Gas | FC | 1.4 | Y | Electric Utility | NG | other | TRUE
57547 | Onshore Wind Turbine | WT | 1.5 | N | IPP Non-CHP | WND | onshore wind | TRUE
57549 | Onshore Wind Turbine | WT | 290 | N | IPP Non-CHP | WND | onshore wind | TRUE
57550 | Onshore Wind Turbine | WT | 290 | N | IPP Non-CHP | WND | onshore wind | TRUE
57551 | Conventional Hydroelectric | HY | 2.6 | N | IPP Non-CHP | WAT | hydro | TRUE
57553 | Onshore Wind Turbine | WT | 20 | N | IPP Non-CHP | WND | onshore wind | TRUE
57554 | Solar Photovoltaic | PV | 5.5 | N | IPP Non-CHP | SUN | solar PV | TRUE
57556 | Solar Photovoltaic | PV | 1 | N | Electric Utility | SUN | solar PV | TRUE
57557 | Landfill Gas | IC | 0.8 | Y | Electric Utility | LFG | biomass | TRUE
57557 | Landfill Gas | IC | 0.8 | Y | Electric Utility | LFG | biomass | TRUE
57559 | Solar Photovoltaic | PV | 4.5 | N | IPP Non-CHP | SUN | solar PV | TRUE
57560 | Solar Photovoltaic | PV | 19 | N | Electric Utility | SUN | solar PV | TRUE
57561 | Solar Photovoltaic | PV | 17 | N | Electric Utility | SUN | solar PV | TRUE
57562 | Solar Photovoltaic | PV | 17.6 | N | Electric Utility | SUN | solar PV | TRUE
57563 | Solar Photovoltaic | PV | 17 | N | Electric Utility | SUN | solar PV | TRUE
57563 | Solar Photovoltaic | PV | 5 | N | Electric Utility | SUN | solar PV | TRUE
57564 | Natural Gas Fired Combined Cycle | CT | 49 | Y | IPP CHP | NG | natural gas nonpeaker | FALSE
57564 | Natural Gas Fired Combined Cycle | CA | 12.5 | Y | IPP CHP | NG | natural gas nonpeaker | FALSE
57565 | Solar Photovoltaic | PV | 5.1 | N | IPP Non-CHP | SUN | solar PV | TRUE
57566 | Onshore Wind Turbine | WT | 1.8 | N | IPP Non-CHP | WND | onshore wind | TRUE
57567 | Solar Photovoltaic | PV | 2 | N | Electric Utility | SUN | solar PV | TRUE
57568 | Onshore Wind Turbine | WT | 50.6 | N | IPP Non-CHP | WND | onshore wind | TRUE
57570 | Onshore Wind Turbine | WT | 4.5 | N | Industrial Non-CHP | WND | onshore wind | FALSE
57571 | Solar Photovoltaic | PV | 5 | N | Electric Utility | SUN | solar PV | TRUE
57571 | Solar Photovoltaic | PV | 2 | N | Electric Utility | SUN | solar PV | TRUE
57573 | Natural Gas Fired Combustion Turbine | GT | 3 | Y | Commercial CHP | NG | natural gas peaker | FALSE
57574 | Solar Photovoltaic | PV | 1.3 | N | IPP Non-CHP | SUN | solar PV | TRUE
57575 | Solar Photovoltaic | PV | 5 | N | Electric Utility | SUN | solar PV | TRUE
57575 | Solar Photovoltaic | PV | 4 | N | Electric Utility | SUN | solar PV | TRUE
57576 | Solar Photovoltaic | PV | 5 | N | Electric Utility | SUN | solar PV | TRUE
57577 | Solar Photovoltaic | PV | 4.9 | N | Electric Utility | SUN | solar PV | TRUE
57578 | Onshore Wind Turbine | WT | 9 | N | IPP Non-CHP | WND | onshore wind | TRUE
57579 | Solar Photovoltaic | PV | 0.9 | N | Electric Utility | SUN | solar PV | TRUE
57579 | Solar Photovoltaic | PV | 0.4 | N | Electric Utility | SUN | solar PV | TRUE
57580 | Natural Gas Internal Combustion Engine | IC | 2.1 | Y | IPP CHP | NG | natural gas peaker | FALSE
57580 | Natural Gas Internal Combustion Engine | IC | 2.1 | Y | IPP CHP | NG | natural gas peaker | FALSE
57581 | Landfill Gas | IC | 1.6 | N | IPP Non-CHP | LFG | biomass | TRUE
57581 | Landfill Gas | IC | 1.6 | N | IPP Non-CHP | LFG | biomass | TRUE
57582 | Landfill Gas | IC | 1.5 | N | IPP Non-CHP | LFG | biomass | TRUE
57582 | Landfill Gas | IC | 1.5 | N | IPP Non-CHP | LFG | biomass | TRUE
57583 | Batteries | BA | 27 | N | Electric Utility | MWH | other | TRUE
57584 | Batteries | BA | 2.5 | N | Commercial CHP | MWH | other | FALSE
57584 | Natural Gas Fired Combined Cycle | CT | 13.5 | Y | Commercial CHP | NG | natural gas nonpeaker | FALSE
57584 | Natural Gas Fired Combined Cycle | CT | 13.5 | Y | Commercial CHP | NG | natural gas nonpeaker | FALSE
57584 | Natural Gas Fired Combined Cycle | CA | 3 | Y | Commercial CHP | NG | natural gas nonpeaker | FALSE
57585 | Natural Gas Fired Combustion Turbine | GT | 29 | Y | Industrial CHP | NG | natural gas peaker | FALSE
57586 | Onshore Wind Turbine | WT | 102.5 | N | IPP Non-CHP | WND | onshore wind | TRUE
57587 | Landfill Gas | IC | 1.1 | N | IPP Non-CHP | LFG | biomass | TRUE
57587 | Landfill Gas | IC | 1.1 | N | IPP Non-CHP | LFG | biomass | TRUE
57588 | Solar Photovoltaic | PV | 2.6 | N | Electric Utility | SUN | solar PV | TRUE
57589 | Solar Photovoltaic | PV | 31.5 | N | IPP Non-CHP | SUN | solar PV | TRUE
57590 | Onshore Wind Turbine | WT | 99.2 | N | IPP Non-CHP | WND | onshore wind | TRUE
57591 | Solar Photovoltaic | PV | 5 | N | IPP Non-CHP | SUN | solar PV | TRUE
57593 | Onshore Wind Turbine | WT | 79.9 | N | IPP Non-CHP | WND | onshore wind | TRUE
57594 | Onshore Wind Turbine | WT | 1.5 | N | IPP Non-CHP | WND | onshore wind | TRUE
57595 | Onshore Wind Turbine | WT | 55.2 | N | IPP Non-CHP | WND | onshore wind | TRUE
57597 | Petroleum Liquids | IC | 2.5 | N | Industrial Non-CHP | DFO | petroleum | FALSE
57597 | Petroleum Liquids | IC | 2.5 | N | Industrial Non-CHP | DFO | petroleum | FALSE
57597 | Petroleum Liquids | IC | 2.5 | N | Industrial Non-CHP | DFO | petroleum | FALSE
57598 | Petroleum Liquids | IC | 2.6 | N | Electric Utility | DFO | petroleum | TRUE
57598 | Petroleum Liquids | IC | 2.6 | N | Electric Utility | DFO | petroleum | TRUE
57599 | Petroleum Liquids | IC | 2.6 | N | Electric Utility | DFO | petroleum | TRUE
57599 | Petroleum Liquids | IC | 2.6 | N | Electric Utility | DFO | petroleum | TRUE
57599 | Petroleum Liquids | IC | 2.6 | N | Electric Utility | DFO | petroleum | TRUE
57599 | Petroleum Liquids | IC | 2.6 | N | Electric Utility | DFO | petroleum | TRUE
57600 | Petroleum Liquids | IC | 2.6 | N | Electric Utility | DFO | petroleum | TRUE
57601 | Petroleum Liquids | IC | 2.6 | N | Electric Utility | DFO | petroleum | TRUE
57601 | Petroleum Liquids | IC | 2.6 | N | Electric Utility | DFO | petroleum | TRUE
57602 | Petroleum Liquids | IC | 2.6 | N | Electric Utility | DFO | petroleum | TRUE
57603 | Petroleum Liquids | IC | 2.6 | N | Electric Utility | DFO | petroleum | TRUE
57603 | Petroleum Liquids | IC | 2.6 | N | Electric Utility | DFO | petroleum | TRUE
57604 | Petroleum Liquids | IC | 2.6 | N | Electric Utility | DFO | petroleum | TRUE
57604 | Petroleum Liquids | IC | 2.6 | N | Electric Utility | DFO | petroleum | TRUE
57605 | Petroleum Liquids | IC | 2.6 | N | Electric Utility | DFO | petroleum | TRUE
57605 | Petroleum Liquids | IC | 2.6 | N | Electric Utility | DFO | petroleum | TRUE
57606 | Petroleum Liquids | IC | 1.8 | N | Electric Utility | DFO | petroleum | TRUE
57606 | Petroleum Liquids | IC | 1.8 | N | Electric Utility | DFO | petroleum | TRUE
57606 | Petroleum Liquids | IC | 1.8 | N | Electric Utility | DFO | petroleum | TRUE
57607 | Petroleum Liquids | IC | 1 | N | Electric Utility | DFO | petroleum | TRUE
57607 | Petroleum Liquids | IC | 1 | N | Electric Utility | DFO | petroleum | TRUE
57608 | Petroleum Liquids | IC | 1.8 | N | Electric Utility | DFO | petroleum | TRUE
57609 | Onshore Wind Turbine | WT | 100 | N | IPP Non-CHP | WND | onshore wind | TRUE
57613 | Onshore Wind Turbine | WT | 2.5 | N | Industrial Non-CHP | WND | onshore wind | FALSE
57616 | Onshore Wind Turbine | WT | 100 | N | IPP Non-CHP | WND | onshore wind | TRUE
57620 | Onshore Wind Turbine | WT | 99 | N | IPP Non-CHP | WND | onshore wind | TRUE
57621 | Onshore Wind Turbine | WT | 79.2 | N | IPP Non-CHP | WND | onshore wind | TRUE
57624 | Petroleum Liquids | IC | 2 | N | Commercial Non-CHP | DFO | petroleum | FALSE
57625 | Other Waste Biomass | IC | 0.6 | N | Industrial Non-CHP | OBG | biomass | FALSE
57625 | Other Waste Biomass | IC | 0.3 | N | Industrial Non-CHP | OBG | biomass | FALSE
57626 | Onshore Wind Turbine | WT | 2 | N | IPP Non-CHP | WND | onshore wind | TRUE
57629 | Petroleum Liquids | IC | 1.8 | N | Commercial Non-CHP | DFO | petroleum | FALSE
57630 | Petroleum Liquids | IC | 1.7 | N | Commercial Non-CHP | DFO | petroleum | FALSE
57630 | Petroleum Liquids | IC | 1.7 | N | Commercial Non-CHP | DFO | petroleum | FALSE
57630 | Petroleum Liquids | IC | 1.7 | N | Commercial Non-CHP | DFO | petroleum | FALSE
57631 | Onshore Wind Turbine | WT | 1.5 | N | IPP Non-CHP | WND | onshore wind | TRUE
57632 | Onshore Wind Turbine | WT | 1.5 | N | IPP Non-CHP | WND | onshore wind | TRUE
57635 | Onshore Wind Turbine | WT | 50 | N | Electric Utility | WND | onshore wind | TRUE
57636 | Landfill Gas | IC | 1.1 | N | IPP Non-CHP | LFG | biomass | TRUE
57636 | Landfill Gas | IC | 1.1 | N | IPP Non-CHP | LFG | biomass | TRUE
57637 | Onshore Wind Turbine | WT | 1 | N | IPP Non-CHP | WND | onshore wind | TRUE
57638 | Onshore Wind Turbine | WT | 1 | N | Commercial Non-CHP | WND | onshore wind | FALSE
57639 | Onshore Wind Turbine | WT | 167.9 | N | IPP Non-CHP | WND | onshore wind | TRUE
57640 | Solar Photovoltaic | PV | 1 | N | IPP Non-CHP | SUN | solar PV | TRUE
57643 | Onshore Wind Turbine | WT | 1.8 | N | Industrial Non-CHP | WND | onshore wind | FALSE
57644 | Onshore Wind Turbine | WT | 200 | N | IPP Non-CHP | WND | onshore wind | TRUE
57645 | Solar Photovoltaic | PV | 3.4 | N | IPP Non-CHP | SUN | solar PV | TRUE
57646 | Solar Photovoltaic | PV | 1.4 | N | IPP Non-CHP | SUN | solar PV | TRUE
57647 | Solar Photovoltaic | PV | 4.1 | N | IPP Non-CHP | SUN | solar PV | TRUE
57648 | Onshore Wind Turbine | WT | 1.7 | N | Industrial Non-CHP | WND | onshore wind | FALSE
57648 | Onshore Wind Turbine | WT | 1.7 | N | Industrial Non-CHP | WND | onshore wind | FALSE
57649 | Onshore Wind Turbine | WT | 148.8 | N | IPP Non-CHP | WND | onshore wind | TRUE
57650 | Solar Photovoltaic | PV | 60 | N | IPP Non-CHP | SUN | solar PV | TRUE
57651 | Solar Photovoltaic | PV | 20 | N | IPP Non-CHP | SUN | solar PV | TRUE
57652 | Solar Photovoltaic | PV | 1 | N | IPP Non-CHP | SUN | solar PV | TRUE
57653 | Natural Gas Fired Combined Cycle | CT | 5.2 | Y | Commercial CHP | NG | natural gas nonpeaker | FALSE
57653 | Natural Gas Fired Combined Cycle | CA | 0.5 | Y | Commercial CHP | NG | natural gas nonpeaker | FALSE
57654 | Onshore Wind Turbine | WT | 0.8 | N | Commercial Non-CHP | WND | onshore wind | FALSE
57654 | Onshore Wind Turbine | WT | 0.8 | N | Commercial Non-CHP | WND | onshore wind | FALSE
57655 | Solar Photovoltaic | PV | 1.1 | N | Commercial Non-CHP | SUN | solar PV | FALSE
57656 | Solar Photovoltaic | PV | 1.5 | N | IPP Non-CHP | SUN | solar PV | TRUE
57657 | Solar Photovoltaic | PV | 25 | N | IPP Non-CHP | SUN | solar PV | TRUE
57660 | Solar Photovoltaic | PV | 4.3 | N | IPP Non-CHP | SUN | solar PV | TRUE
57661 | Solar Photovoltaic | PV | 3.5 | N | IPP Non-CHP | SUN | solar PV | TRUE
57662 | Solar Photovoltaic | PV | 12 | N | IPP Non-CHP | SUN | solar PV | TRUE
57663 | Onshore Wind Turbine | WT | 131 | N | IPP Non-CHP | WND | onshore wind | TRUE
57664 | Natural Gas Fired Combined Cycle | CT | 156 | N | IPP Non-CHP | NG | natural gas nonpeaker | TRUE
57664 | Natural Gas Fired Combined Cycle | CT | 156 | N | IPP Non-CHP | NG | natural gas nonpeaker | TRUE
57664 | Natural Gas Fired Combined Cycle | CA | 228 | N | IPP Non-CHP | NG | natural gas nonpeaker | TRUE
57665 | Conventional Hydroelectric | HY | 0.6 | N | IPP Non-CHP | WAT | hydro | TRUE
57665 | Conventional Hydroelectric | HY | 0.6 | N | IPP Non-CHP | WAT | hydro | TRUE
57665 | Conventional Hydroelectric | HY | 0.6 | N | IPP Non-CHP | WAT | hydro | TRUE
57665 | Conventional Hydroelectric | HY | 0.6 | N | IPP Non-CHP | WAT | hydro | TRUE
57665 | Conventional Hydroelectric | HY | 0.6 | N | IPP Non-CHP | WAT | hydro | TRUE
57665 | Conventional Hydroelectric | HY | 0.6 | N | IPP Non-CHP | WAT | hydro | TRUE
57665 | Conventional Hydroelectric | HY | 0.6 | N | IPP Non-CHP | WAT | hydro | TRUE
57665 | Conventional Hydroelectric | HY | 0.6 | N | IPP Non-CHP | WAT | hydro | TRUE
57665 | Conventional Hydroelectric | HY | 0.6 | N | IPP Non-CHP | WAT | hydro | TRUE
57665 | Conventional Hydroelectric | HY | 0.6 | N | IPP Non-CHP | WAT | hydro | TRUE
57665 | Conventional Hydroelectric | HY | 0.6 | N | IPP Non-CHP | WAT | hydro | TRUE
57665 | Conventional Hydroelectric | HY | 0.6 | N | IPP Non-CHP | WAT | hydro | TRUE
57665 | Conventional Hydroelectric | HY | 0.6 | N | IPP Non-CHP | WAT | hydro | TRUE
57665 | Conventional Hydroelectric | HY | 0.6 | N | IPP Non-CHP | WAT | hydro | TRUE
57665 | Conventional Hydroelectric | HY | 0.6 | N | IPP Non-CHP | WAT | hydro | TRUE
57665 | Conventional Hydroelectric | HY | 0.6 | N | IPP Non-CHP | WAT | hydro | TRUE
57666 | Natural Gas Fired Combustion Turbine | GT | 6 | Y | Commercial CHP | NG | natural gas peaker | FALSE
57666 | Natural Gas Fired Combustion Turbine | GT | 6 | Y | Commercial CHP | NG | natural gas peaker | FALSE
57667 | Solar Photovoltaic | PV | 3.2 | N | IPP Non-CHP | SUN | solar PV | TRUE
57668 | Solar Photovoltaic | PV | 0.9 | N | Commercial Non-CHP | SUN | solar PV | FALSE
57668 | Solar Photovoltaic | PV | 0.4 | N | Commercial Non-CHP | SUN | solar PV | FALSE
57669 | Solar Photovoltaic | PV | 17 | N | IPP Non-CHP | SUN | solar PV | TRUE
57670 | Solar Photovoltaic | PV | 2.9 | N | IPP Non-CHP | SUN | solar PV | TRUE
57671 | Solar Photovoltaic | PV | 2.9 | N | IPP Non-CHP | SUN | solar PV | TRUE
57672 | Natural Gas Internal Combustion Engine | IC | 1.4 | N | Commercial Non-CHP | NG | natural gas peaker | FALSE
57672 | Natural Gas Internal Combustion Engine | IC | 1.4 | N | Commercial Non-CHP | NG | natural gas peaker | FALSE
57673 | Solar Photovoltaic | PV | 3.5 | N | IPP Non-CHP | SUN | solar PV | TRUE
57674 | Solar Photovoltaic | PV | 2.3 | N | Electric Utility | SUN | solar PV | TRUE
57675 | Onshore Wind Turbine | WT | 150.4 | N | IPP Non-CHP | WND | onshore wind | TRUE
57676 | Solar Photovoltaic | PV | 1.8 | N | Electric Utility | SUN | solar PV | TRUE
57677 | Solar Photovoltaic | PV | 0.9 | N | IPP Non-CHP | SUN | solar PV | TRUE
57678 | Onshore Wind Turbine | WT | 201 | N | IPP Non-CHP | WND | onshore wind | TRUE
57680 | Solar Photovoltaic | PV | 18.5 | N | IPP Non-CHP | SUN | solar PV | TRUE
57680 | Solar Photovoltaic | PV | 27.3 | N | IPP Non-CHP | SUN | solar PV | TRUE
57680 | Solar Photovoltaic | PV | 27.3 | N | IPP Non-CHP | SUN | solar PV | TRUE
57680 | Solar Photovoltaic | PV | 25 | N | IPP Non-CHP | SUN | solar PV | TRUE
57680 | Solar Photovoltaic | PV | 27.3 | N | IPP Non-CHP | SUN | solar PV | TRUE
57681 | Solar Photovoltaic | PV | 0.9 | N | IPP Non-CHP | SUN | solar PV | TRUE
57682 | Solar Photovoltaic | PV | 1 | N | IPP Non-CHP | SUN | solar PV | TRUE
57683 | Solar Photovoltaic | PV | 0.9 | N | IPP Non-CHP | SUN | solar PV | TRUE
57684 | Natural Gas Steam Turbine | ST | 6.5 | N | Electric Utility | NG | natural gas peaker | TRUE
57685 | Solar Photovoltaic | PV | 10 | N | IPP Non-CHP | SUN | solar PV | TRUE
57687 | Solar Photovoltaic | PV | 0.9 | N | IPP Non-CHP | SUN | solar PV | TRUE
57689 | Petroleum Liquids | IC | 2 | N | Electric Utility | DFO | petroleum | TRUE
57689 | Petroleum Liquids | IC | 2 | N | Electric Utility | DFO | petroleum | TRUE
57689 | Petroleum Liquids | IC | 2 | N | Electric Utility | DFO | petroleum | TRUE
57690 | Conventional Hydroelectric | HY | 5.3 | N | IPP Non-CHP | WAT | hydro | TRUE
57690 | Conventional Hydroelectric | HY | 7.7 | N | IPP Non-CHP | WAT | hydro | TRUE
57692 | Solar Photovoltaic | PV | 1.1 | N | Commercial Non-CHP | SUN | solar PV | FALSE
57693 | Onshore Wind Turbine | WT | 3 | N | Commercial Non-CHP | WND | onshore wind | FALSE
57693 | Onshore Wind Turbine | WT | 2 | N | Commercial Non-CHP | WND | onshore wind | FALSE
57693 | Onshore Wind Turbine | WT | 1.5 | N | Commercial Non-CHP | WND | onshore wind | FALSE
57693 | Onshore Wind Turbine | WT | 2.3 | N | Commercial Non-CHP | WND | onshore wind | FALSE
57694 | Solar Photovoltaic | PV | 0.7 | N | Commercial Non-CHP | SUN | solar PV | FALSE
57694 | Solar Photovoltaic | PV | 1.2 | N | Commercial Non-CHP | SUN | solar PV | FALSE
57694 | Solar Photovoltaic | PV | 0.5 | N | Commercial Non-CHP | SUN | solar PV | FALSE
57694 | Solar Photovoltaic | PV | 0.5 | N | Commercial Non-CHP | SUN | solar PV | FALSE
57694 | Solar Photovoltaic | PV | 0.4 | N | Commercial Non-CHP | SUN | solar PV | FALSE
57694 | Solar Photovoltaic | PV | 0.1 | N | Commercial Non-CHP | SUN | solar PV | FALSE
57695 | Solar Photovoltaic | PV | 129.8 | N | IPP Non-CHP | SUN | solar PV | TRUE
57695 | Solar Photovoltaic | PV | 151.2 | N | IPP Non-CHP | SUN | solar PV | TRUE
57695 | Solar Photovoltaic | PV | 102.1 | N | IPP Non-CHP | SUN | solar PV | TRUE
57695 | Solar Photovoltaic | PV | 90.3 | N | IPP Non-CHP | SUN | solar PV | TRUE
57695 | Solar Photovoltaic | PV | 112.5 | N | IPP Non-CHP | SUN | solar PV | TRUE
57696 | Other Waste Biomass | GT | 3.8 | Y | Commercial CHP | OBG | biomass | FALSE
57697 | Solar Photovoltaic | PV | 3 | N | IPP Non-CHP | SUN | solar PV | TRUE
57698 | Solar Photovoltaic | PV | 2.7 | N | IPP Non-CHP | SUN | solar PV | TRUE
57699 | Solar Photovoltaic | PV | 30 | N | IPP Non-CHP | SUN | solar PV | TRUE
57700 | Onshore Wind Turbine | WT | 78.2 | N | IPP Non-CHP | WND | onshore wind | TRUE
57701 | Onshore Wind Turbine | WT | 78.2 | N | IPP Non-CHP | WND | onshore wind | TRUE
57702 | Other Gases | GT | 5.7 | N | Industrial Non-CHP | OG | other | FALSE
57703 | Natural Gas Fired Combined Cycle | CT | 37 | N | Electric Utility | NG | natural gas nonpeaker | TRUE
57703 | Natural Gas Fired Combined Cycle | CT | 37 | N | Electric Utility | NG | natural gas nonpeaker | TRUE
57703 | Natural Gas Fired Combined Cycle | CA | 20 | N | Electric Utility | NG | natural gas nonpeaker | TRUE
57703 | Natural Gas Fired Combustion Turbine | GT | 37 | N | Electric Utility | NG | natural gas peaker | TRUE
57706 | Landfill Gas | IC | 1.6 | N | IPP Non-CHP | LFG | biomass | TRUE
57706 | Landfill Gas | IC | 1.6 | N | IPP Non-CHP | LFG | biomass | TRUE
57707 | Solar Photovoltaic | PV | 16 | N | IPP Non-CHP | SUN | solar PV | TRUE
57707 | Solar Photovoltaic | PV | 12 | N | IPP Non-CHP | SUN | solar PV | TRUE
57707 | Solar Photovoltaic | PV | 16 | N | IPP Non-CHP | SUN | solar PV | TRUE
57707 | Solar Photovoltaic | PV | 16 | N | IPP Non-CHP | SUN | solar PV | TRUE
57707 | Solar Photovoltaic | PV | 16 | N | IPP Non-CHP | SUN | solar PV | TRUE
57707 | Solar Photovoltaic | PV | 10 | N | IPP Non-CHP | SUN | solar PV | TRUE
57707 | Solar Photovoltaic | PV | 16 | N | IPP Non-CHP | SUN | solar PV | TRUE
57707 | Solar Photovoltaic | PV | 16 | N | IPP Non-CHP | SUN | solar PV | TRUE
57707 | Solar Photovoltaic | PV | 8 | N | IPP Non-CHP | SUN | solar PV | TRUE
57707 | Solar Photovoltaic | PV | 16 | N | IPP Non-CHP | SUN | solar PV | TRUE
57707 | Solar Photovoltaic | PV | 12 | N | IPP Non-CHP | SUN | solar PV | TRUE
57707 | Solar Photovoltaic | PV | 16 | N | IPP Non-CHP | SUN | solar PV | TRUE
57708 | Solar Photovoltaic | PV | 110 | N | IPP Non-CHP | SUN | solar PV | TRUE
57710 | Flywheels | FW | 20 | N | IPP Non-CHP | MWH | other | TRUE
57712 | Flywheels | FW | 2 | N | IPP Non-CHP | MWH | other | TRUE
57713 | Natural Gas Internal Combustion Engine | IC | 3.2 | Y | Industrial CHP | NG | natural gas peaker | FALSE
57713 | Natural Gas Internal Combustion Engine | IC | 3.2 | Y | Industrial CHP | NG | natural gas peaker | FALSE
57713 | Natural Gas Internal Combustion Engine | IC | 3.2 | Y | Industrial CHP | NG | natural gas peaker | FALSE
57714 | Natural Gas Internal Combustion Engine | IC | 1.1 | N | Electric Utility | NG | natural gas peaker | TRUE
57714 | Natural Gas Internal Combustion Engine | IC | 1.1 | N | Electric Utility | NG | natural gas peaker | TRUE
57714 | Natural Gas Internal Combustion Engine | IC | 1.1 | N | Electric Utility | NG | natural gas peaker | TRUE
57714 | Natural Gas Internal Combustion Engine | IC | 1.1 | N | Electric Utility | NG | natural gas peaker | TRUE
57715 | Natural Gas Internal Combustion Engine | IC | 1 | N | Industrial Non-CHP | NG | natural gas peaker | FALSE
57715 | Natural Gas Internal Combustion Engine | IC | 1 | N | Industrial Non-CHP | NG | natural gas peaker | FALSE
57716 | Flywheels | FW | 20 | N | IPP Non-CHP | MWH | other | TRUE
57717 | Solar Photovoltaic | PV | 4 | N | Electric Utility | SUN | solar PV | TRUE
57721 | Onshore Wind Turbine | WT | 15 | N | Electric Utility | WND | onshore wind | TRUE
57722 | Solar Photovoltaic | PV | 4 | N | IPP Non-CHP | SUN | solar PV | TRUE
57723 | Solar Photovoltaic | PV | 4 | N | IPP Non-CHP | SUN | solar PV | TRUE
57724 | Solar Photovoltaic | PV | 2.5 | N | Electric Utility | SUN | solar PV | TRUE
57725 | Onshore Wind Turbine | WT | 101.3 | N | IPP Non-CHP | WND | onshore wind | TRUE
57726 | Solar Photovoltaic | PV | 1.9 | N | Electric Utility | SUN | solar PV | TRUE
57727 | Solar Photovoltaic | PV | 2.5 | N | Electric Utility | SUN | solar PV | TRUE
57728 | Solar Photovoltaic | PV | 3.5 | N | Electric Utility | SUN | solar PV | TRUE
57729 | Hydroelectric Pumped Storage | PS | 21 | N | Electric Utility | WAT | hydro | TRUE
57729 | Hydroelectric Pumped Storage | PS | 21 | N | Electric Utility | WAT | hydro | TRUE
57732 | Onshore Wind Turbine | WT | 0.6 | N | Commercial Non-CHP | WND | onshore wind | FALSE
57733 | Solar Photovoltaic | PV | 1.4 | N | Commercial Non-CHP | SUN | solar PV | FALSE
57734 | Solar Photovoltaic | PV | 1.1 | N | IPP Non-CHP | SUN | solar PV | TRUE
57735 | Other Waste Biomass | FC | 2.8 | N | IPP Non-CHP | OBG | biomass | TRUE
57736 | Solar Photovoltaic | PV | 10 | N | IPP Non-CHP | SUN | solar PV | TRUE
57737 | Solar Photovoltaic | PV | 10 | N | IPP Non-CHP | SUN | solar PV | TRUE
57738 | Solar Photovoltaic | PV | 10 | N | IPP Non-CHP | SUN | solar PV | TRUE
57739 | Solar Photovoltaic | PV | 10.1 | N | IPP Non-CHP | SUN | solar PV | TRUE
57740 | Solar Photovoltaic | PV | 10.1 | N | IPP Non-CHP | SUN | solar PV | TRUE
57741 | Onshore Wind Turbine | WT | 2.1 | N | IPP Non-CHP | WND | onshore wind | TRUE
57741 | Onshore Wind Turbine | WT | 2.1 | N | IPP Non-CHP | WND | onshore wind | TRUE
57742 | Solar Photovoltaic | PV | 1.1 | N | IPP Non-CHP | SUN | solar PV | TRUE
57743 | Solar Photovoltaic | PV | 2.4 | N | IPP Non-CHP | SUN | solar PV | TRUE
57744 | Onshore Wind Turbine | WT | 69 | N | IPP Non-CHP | WND | onshore wind | TRUE
57745 | Solar Photovoltaic | PV | 3.7 | N | IPP Non-CHP | SUN | solar PV | TRUE
57746 | Solar Photovoltaic | PV | 2.3 | N | IPP Non-CHP | SUN | solar PV | TRUE
57747 | Solar Photovoltaic | PV | 2 | N | IPP Non-CHP | SUN | solar PV | TRUE
57748 | Onshore Wind Turbine | WT | 9.6 | N | IPP Non-CHP | WND | onshore wind | TRUE
57749 | Onshore Wind Turbine | WT | 22.4 | N | IPP Non-CHP | WND | onshore wind | TRUE
57750 | Solar Photovoltaic | PV | 1.6 | N | IPP Non-CHP | SUN | solar PV | TRUE
57750 | Solar Photovoltaic | PV | 0.8 | N | IPP Non-CHP | SUN | solar PV | TRUE
57751 | Onshore Wind Turbine | WT | 200 | N | IPP Non-CHP | WND | onshore wind | TRUE
57752 | Onshore Wind Turbine | WT | 201.6 | N | IPP Non-CHP | WND | onshore wind | TRUE
57753 | Solar Photovoltaic | PV | 1 | N | IPP Non-CHP | SUN | solar PV | TRUE
57754 | Landfill Gas | IC | 1 | N | Commercial Non-CHP | LFG | biomass | FALSE
57754 | Landfill Gas | IC | 1 | N | Commercial Non-CHP | LFG | biomass | FALSE
57755 | Onshore Wind Turbine | WT | 40.5 | N | IPP Non-CHP | WND | onshore wind | TRUE
57756 | Onshore Wind Turbine | WT | 6 | N | IPP Non-CHP | WND | onshore wind | TRUE
57757 | Onshore Wind Turbine | WT | 140 | N | IPP Non-CHP | WND | onshore wind | TRUE
57758 | Solar Photovoltaic | PV | 13.7 | N | IPP Non-CHP | SUN | solar PV | TRUE
57759 | Wood/Wood Waste Biomass | ST | 10 | Y | Industrial CHP | BLQ | biomass | FALSE
57760 | Onshore Wind Turbine | WT | 22.5 | N | IPP Non-CHP | WND | onshore wind | TRUE
57761 | Onshore Wind Turbine | WT | 22.5 | N | IPP Non-CHP | WND | onshore wind | TRUE
57762 | Onshore Wind Turbine | WT | 165.6 | N | IPP Non-CHP | WND | onshore wind | TRUE
57763 | Conventional Hydroelectric | HY | 7.9 | N | Electric Utility | WAT | hydro | TRUE
57764 | Solar Photovoltaic | PV | 11.1 | N | Commercial Non-CHP | SUN | solar PV | FALSE
57765 | Solar Photovoltaic | PV | 1 | N | IPP Non-CHP | SUN | solar PV | TRUE
57765 | Solar Photovoltaic | PV | 0.9 | N | IPP Non-CHP | SUN | solar PV | TRUE
57765 | Solar Photovoltaic | PV | 1 | N | IPP Non-CHP | SUN | solar PV | TRUE
57765 | Solar Photovoltaic | PV | 0.9 | N | IPP Non-CHP | SUN | solar PV | TRUE
57765 | Solar Photovoltaic | PV | 0.9 | N | IPP Non-CHP | SUN | solar PV | TRUE
57766 | Onshore Wind Turbine | WT | 79.2 | N | IPP Non-CHP | WND | onshore wind | TRUE
57767 | Onshore Wind Turbine | WT | 1.5 | N | Electric Utility | WND | onshore wind | TRUE
57768 | Solar Photovoltaic | PV | 1.3 | N | IPP Non-CHP | SUN | solar PV | TRUE
57769 | Onshore Wind Turbine | WT | 142.6 | N | IPP Non-CHP | WND | onshore wind | TRUE
57770 | Other Waste Biomass | FC | 1.4 | N | IPP Non-CHP | OBG | biomass | TRUE
57771 | Landfill Gas | IC | 2 | N | IPP Non-CHP | LFG | biomass | TRUE
57772 | Solar Photovoltaic | PV | 1.3 | N | IPP Non-CHP | SUN | solar PV | TRUE
57773 | Solar Photovoltaic | PV | 1.2 | N | Commercial Non-CHP | SUN | solar PV | FALSE
57774 | Onshore Wind Turbine | WT | 120 | N | IPP Non-CHP | WND | onshore wind | TRUE
57775 | Solar Photovoltaic | PV | 0.5 | N | IPP Non-CHP | SUN | solar PV | TRUE
57775 | Onshore Wind Turbine | WT | 10 | N | IPP Non-CHP | WND | onshore wind | TRUE
57776 | Solar Photovoltaic | PV | 2.4 | N | IPP Non-CHP | SUN | solar PV | TRUE
57777 | Solar Photovoltaic | PV | 3 | N | IPP Non-CHP | SUN | solar PV | TRUE
57778 | Solar Photovoltaic | PV | 5 | N | IPP Non-CHP | SUN | solar PV | TRUE
57779 | Solar Photovoltaic | PV | 3 | N | IPP Non-CHP | SUN | solar PV | TRUE
57780 | Solar Photovoltaic | PV | 5 | N | IPP Non-CHP | SUN | solar PV | TRUE
57781 | Solar Photovoltaic | PV | 3 | N | IPP Non-CHP | SUN | solar PV | TRUE
57782 | Solar Photovoltaic | PV | 5 | N | IPP Non-CHP | SUN | solar PV | TRUE
57783 | Solar Photovoltaic | PV | 5 | N | IPP Non-CHP | SUN | solar PV | TRUE
57784 | Solar Photovoltaic | PV | 5 | N | IPP Non-CHP | SUN | solar PV | TRUE
57785 | Solar Photovoltaic | PV | 5 | N | IPP Non-CHP | SUN | solar PV | TRUE
57786 | Landfill Gas | IC | 1 | N | IPP Non-CHP | LFG | biomass | TRUE
57786 | Landfill Gas | IC | 1 | N | IPP Non-CHP | LFG | biomass | TRUE
57787 | Onshore Wind Turbine | WT | 470.4 | N | IPP Non-CHP | WND | onshore wind | TRUE
57788 | Natural Gas Fired Combustion Turbine | GT | 4.5 | Y | Commercial CHP | NG | natural gas peaker | FALSE
57788 | Natural Gas Fired Combustion Turbine | GT | 4.5 | Y | Commercial CHP | NG | natural gas peaker | FALSE
57789 | Natural Gas Internal Combustion Engine | IC | 2 | Y | Commercial CHP | NG | natural gas peaker | FALSE
57789 | Natural Gas Internal Combustion Engine | IC | 2 | Y | Commercial CHP | NG | natural gas peaker | FALSE
57789 | Natural Gas Internal Combustion Engine | IC | 2 | Y | Commercial CHP | NG | natural gas peaker | FALSE
57790 | Solar Photovoltaic | PV | 15 | N | IPP Non-CHP | SUN | solar PV | TRUE
57791 | Onshore Wind Turbine | WT | 1.5 | N | IPP Non-CHP | WND | onshore wind | TRUE
57792 | Onshore Wind Turbine | WT | 1 | N | IPP Non-CHP | WND | onshore wind | TRUE
57793 | Other Natural Gas | FC | 1.4 | Y | Commercial CHP | NG | other | FALSE
57795 | Solar Photovoltaic | PV | 4.5 | N | IPP Non-CHP | SUN | solar PV | TRUE
57796 | Solar Photovoltaic | PV | 1.2 | N | IPP Non-CHP | SUN | solar PV | TRUE
57797 | Solar Photovoltaic | PV | 1.3 | N | IPP Non-CHP | SUN | solar PV | TRUE
57798 | Natural Gas Fired Combustion Turbine | GT | 4.6 | Y | Commercial CHP | NG | natural gas peaker | FALSE
57799 | Solar Photovoltaic | PV | 1.4 | N | IPP Non-CHP | SUN | solar PV | TRUE
57800 | Onshore Wind Turbine | WT | 105 | N | Electric Utility | WND | onshore wind | TRUE
57801 | Onshore Wind Turbine | WT | 105 | N | Electric Utility | WND | onshore wind | TRUE
57802 | Onshore Wind Turbine | WT | 203 | N | IPP Non-CHP | WND | onshore wind | TRUE
57803 | Onshore Wind Turbine | WT | 3 | N | IPP Non-CHP | WND | onshore wind | TRUE
57804 | Wood/Wood Waste Biomass | ST | 0.4 | Y | Commercial CHP | WDS | biomass | FALSE
57804 | Wood/Wood Waste Biomass | ST | 0.3 | Y | Commercial CHP | WDS | biomass | FALSE
57805 | Solar Photovoltaic | PV | 1.4 | N | Commercial Non-CHP | SUN | solar PV | FALSE
57806 | Solar Photovoltaic | PV | 0.4 | N | IPP Non-CHP | SUN | solar PV | TRUE
57807 | Other Natural Gas | FC | 1 | N | IPP Non-CHP | NG | other | TRUE
57808 | Other Natural Gas | FC | 1 | N | IPP Non-CHP | NG | other | TRUE
57809 | Other Natural Gas | FC | 1 | N | IPP Non-CHP | NG | other | TRUE
57811 | Other Natural Gas | FC | 0.8 | N | IPP Non-CHP | NG | other | TRUE
57811 | Other Natural Gas | FC | 0.4 | N | IPP Non-CHP | NG | other | TRUE
57813 | Onshore Wind Turbine | WT | 2.4 | N | IPP Non-CHP | WND | onshore wind | TRUE
57813 | Onshore Wind Turbine | WT | 2.4 | N | IPP Non-CHP | WND | onshore wind | TRUE
57815 | Solar Photovoltaic | PV | 4.1 | N | Commercial Non-CHP | SUN | solar PV | FALSE
57816 | Solar Photovoltaic | PV | 5 | N | IPP Non-CHP | SUN | solar PV | TRUE
57817 | Solar Photovoltaic | PV | 5 | N | IPP Non-CHP | SUN | solar PV | TRUE
57818 | Solar Photovoltaic | PV | 5 | N | IPP Non-CHP | SUN | solar PV | TRUE
57819 | Solar Photovoltaic | PV | 5 | N | IPP Non-CHP | SUN | solar PV | TRUE
57820 | Solar Photovoltaic | PV | 5 | N | IPP Non-CHP | SUN | solar PV | TRUE
57821 | Solar Photovoltaic | PV | 5 | N | IPP Non-CHP | SUN | solar PV | TRUE
57822 | Other Gases | ST | 47 | Y | IPP CHP | OG | other | FALSE
57823 | Onshore Wind Turbine | WT | 0.4 | N | IPP Non-CHP | WND | onshore wind | TRUE
57824 | Landfill Gas | IC | 1.1 | N | IPP Non-CHP | LFG | biomass | TRUE
57827 | Solar Photovoltaic | PV | 1 | N | Commercial Non-CHP | SUN | solar PV | FALSE
57828 | Landfill Gas | IC | 1.4 | N | IPP Non-CHP | LFG | biomass | TRUE
57828 | Landfill Gas | IC | 1.4 | N | IPP Non-CHP | LFG | biomass | TRUE
57829 | Landfill Gas | IC | 1.4 | N | IPP Non-CHP | LFG | biomass | TRUE
57829 | Landfill Gas | IC | 1.4 | N | IPP Non-CHP | LFG | biomass | TRUE
57830 | Onshore Wind Turbine | WT | 50 | N | IPP Non-CHP | WND | onshore wind | TRUE
57831 | Solar Photovoltaic | PV | 1.3 | N | IPP Non-CHP | SUN | solar PV | TRUE
57832 | Onshore Wind Turbine | WT | 34 | N | IPP Non-CHP | WND | onshore wind | TRUE
57833 | Onshore Wind Turbine | WT | 150 | N | IPP Non-CHP | WND | onshore wind | TRUE
57834 | Onshore Wind Turbine | WT | 168 | N | IPP Non-CHP | WND | onshore wind | TRUE
57835 | Onshore Wind Turbine | WT | 150 | N | IPP Non-CHP | WND | onshore wind | TRUE
57836 | Solar Photovoltaic | PV | 1.3 | N | IPP Non-CHP | SUN | solar PV | TRUE
57837 | Onshore Wind Turbine | WT | 132 | N | IPP Non-CHP | WND | onshore wind | TRUE
57838 | Solar Photovoltaic | PV | 2 | N | IPP Non-CHP | SUN | solar PV | TRUE
57839 | Natural Gas Fired Combined Cycle | CT | 205 | N | IPP Non-CHP | NG | natural gas nonpeaker | TRUE
57839 | Natural Gas Fired Combined Cycle | CT | 205 | N | IPP Non-CHP | NG | natural gas nonpeaker | TRUE
57839 | Natural Gas Fired Combined Cycle | CA | 315 | N | IPP Non-CHP | NG | natural gas nonpeaker | TRUE
57840 | Solar Photovoltaic | PV | 1.1 | N | IPP Non-CHP | SUN | solar PV | TRUE
57841 | Solar Photovoltaic | PV | 1.1 | N | IPP Non-CHP | SUN | solar PV | TRUE
57842 | Petroleum Coke | CA | 85 | N | Electric Utility | SGP | other | TRUE
57842 | Petroleum Coke | CT | 189 | N | Electric Utility | SGP | other | TRUE
57843 | Landfill Gas | IC | 1.8 | N | IPP Non-CHP | LFG | biomass | TRUE
57844 | Onshore Wind Turbine | WT | 99 | N | IPP Non-CHP | WND | onshore wind | TRUE
57845 | Landfill Gas | IC | 1.5 | N | IPP Non-CHP | LFG | biomass | TRUE
57845 | Landfill Gas | IC | 1.8 | N | IPP Non-CHP | LFG | biomass | TRUE
57845 | Landfill Gas | IC | 1.8 | N | IPP Non-CHP | LFG | biomass | TRUE
57846 | Landfill Gas | IC | 1.5 | N | IPP Non-CHP | LFG | biomass | TRUE
57846 | Landfill Gas | IC | 1.5 | N | IPP Non-CHP | LFG | biomass | TRUE
57847 | Landfill Gas | IC | 1.4 | N | IPP Non-CHP | LFG | biomass | TRUE
57847 | Landfill Gas | IC | 1.4 | N | IPP Non-CHP | LFG | biomass | TRUE
57847 | Landfill Gas | IC | 1.4 | N | IPP Non-CHP | LFG | biomass | TRUE
57847 | Landfill Gas | IC | 1.4 | N | IPP Non-CHP | LFG | biomass | TRUE
57847 | Landfill Gas | IC | 1.4 | N | IPP Non-CHP | LFG | biomass | TRUE
57848 | Landfill Gas | IC | 1.8 | N | IPP Non-CHP | LFG | biomass | TRUE
57848 | Solar Photovoltaic | PV | 1.2 | N | IPP Non-CHP | SUN | solar PV | TRUE
57849 | Solar Photovoltaic | PV | 2.8 | N | IPP Non-CHP | SUN | solar PV | TRUE
57850 | Solar Photovoltaic | PV | 0.9 | N | IPP Non-CHP | SUN | solar PV | TRUE
57851 | Onshore Wind Turbine | WT | 64 | N | Electric Utility | WND | onshore wind | TRUE
57852 | Onshore Wind Turbine | WT | 32 | N | Electric Utility | WND | onshore wind | TRUE
57853 | Onshore Wind Turbine | WT | 14 | N | Electric Utility | WND | onshore wind | TRUE
57854 | Hydroelectric Pumped Storage | PS | 1.8 | N | Commercial Non-CHP | WAT | hydro | FALSE
57854 | Hydroelectric Pumped Storage | PS | 1.8 | N | Commercial Non-CHP | WAT | hydro | FALSE
57854 | Hydroelectric Pumped Storage | PS | 1.8 | N | Commercial Non-CHP | WAT | hydro | FALSE
57854 | Conventional Hydroelectric | HY | 1.2 | N | Commercial Non-CHP | WAT | hydro | FALSE
57854 | Conventional Hydroelectric | HY | 1.2 | N | Commercial Non-CHP | WAT | hydro | FALSE
57854 | Conventional Hydroelectric | HY | 0.5 | N | Commercial Non-CHP | WAT | hydro | FALSE
57854 | Conventional Hydroelectric | HY | 0.5 | N | Commercial Non-CHP | WAT | hydro | FALSE
57854 | Conventional Hydroelectric | HY | 0.2 | N | Commercial Non-CHP | WAT | hydro | FALSE
57855 | Onshore Wind Turbine | WT | 1.6 | N | Electric Utility | WND | onshore wind | TRUE
57856 | Solar Photovoltaic | PV | 1.2 | N | Commercial Non-CHP | SUN | solar PV | FALSE
57857 | Wood/Wood Waste Biomass | ST | 5.5 | Y | IPP CHP | WDS | biomass | FALSE
57858 | Onshore Wind Turbine | WT | 200 | N | IPP Non-CHP | WND | onshore wind | TRUE
57860 | Solar Photovoltaic | PV | 1.5 | N | Electric Utility | SUN | solar PV | TRUE
57861 | Landfill Gas | IC | 1.5 | N | IPP Non-CHP | LFG | biomass | TRUE
57861 | Landfill Gas | IC | 1.5 | N | IPP Non-CHP | LFG | biomass | TRUE
57862 | Onshore Wind Turbine | WT | 200 | N | IPP Non-CHP | WND | onshore wind | TRUE
57863 | Solar Photovoltaic | PV | 2.6 | N | IPP Non-CHP | SUN | solar PV | TRUE
57864 | Solar Photovoltaic | PV | 0.5 | N | Commercial Non-CHP | SUN | solar PV | FALSE
57864 | Solar Photovoltaic | PV | 0.2 | N | Commercial Non-CHP | SUN | solar PV | FALSE
57864 | Solar Photovoltaic | PV | 0.2 | N | Commercial Non-CHP | SUN | solar PV | FALSE
57864 | Solar Photovoltaic | PV | 0.3 | N | Commercial Non-CHP | SUN | solar PV | FALSE
57865 | Natural Gas Internal Combustion Engine | IC | 9.1 | N | Electric Utility | NG | natural gas peaker | TRUE
57865 | Natural Gas Internal Combustion Engine | IC | 9.1 | N | Electric Utility | NG | natural gas peaker | TRUE
57865 | Natural Gas Internal Combustion Engine | IC | 9.1 | N | Electric Utility | NG | natural gas peaker | TRUE
57865 | Natural Gas Internal Combustion Engine | IC | 9.1 | N | Electric Utility | NG | natural gas peaker | TRUE
57865 | Natural Gas Internal Combustion Engine | IC | 9.1 | N | Electric Utility | NG | natural gas peaker | TRUE
57865 | Natural Gas Internal Combustion Engine | IC | 9.1 | N | Electric Utility | NG | natural gas peaker | TRUE
57865 | Natural Gas Internal Combustion Engine | IC | 9.1 | N | Electric Utility | NG | natural gas peaker | TRUE
57865 | Natural Gas Internal Combustion Engine | IC | 9.1 | N | Electric Utility | NG | natural gas peaker | TRUE
57865 | Natural Gas Internal Combustion Engine | IC | 9.1 | N | Electric Utility | NG | natural gas peaker | TRUE
57865 | Natural Gas Internal Combustion Engine | IC | 9.1 | N | Electric Utility | NG | natural gas peaker | TRUE
57865 | Natural Gas Internal Combustion Engine | IC | 9.1 | N | Electric Utility | NG | natural gas peaker | TRUE
57865 | Natural Gas Internal Combustion Engine | IC | 9.1 | N | Electric Utility | NG | natural gas peaker | TRUE
57865 | Natural Gas Internal Combustion Engine | IC | 9.1 | N | Electric Utility | NG | natural gas peaker | TRUE
57865 | Natural Gas Internal Combustion Engine | IC | 9.1 | N | Electric Utility | NG | natural gas peaker | TRUE
57865 | Natural Gas Internal Combustion Engine | IC | 9.1 | N | Electric Utility | NG | natural gas peaker | TRUE
57865 | Natural Gas Internal Combustion Engine | IC | 9.1 | N | Electric Utility | NG | natural gas peaker | TRUE
57865 | Natural Gas Internal Combustion Engine | IC | 9.1 | N | Electric Utility | NG | natural gas peaker | TRUE
57865 | Natural Gas Internal Combustion Engine | IC | 9.1 | N | Electric Utility | NG | natural gas peaker | TRUE
57866 | Onshore Wind Turbine | WT | 78.2 | N | Electric Utility | WND | onshore wind | TRUE
57867 | Onshore Wind Turbine | WT | 51.3 | N | IPP Non-CHP | WND | onshore wind | TRUE
57867 | Onshore Wind Turbine | WT | 4.1 | N | IPP Non-CHP | WND | onshore wind | TRUE
57868 | Solar Photovoltaic | PV | 1.3 | N | Industrial Non-CHP | SUN | solar PV | FALSE
57869 | Solar Photovoltaic | PV | 2.7 | N | IPP Non-CHP | SUN | solar PV | TRUE
57870 | Solar Photovoltaic | PV | 1 | N | Commercial Non-CHP | SUN | solar PV | FALSE
57871 | Solar Photovoltaic | PV | 1 | N | Commercial Non-CHP | SUN | solar PV | FALSE
57872 | Natural Gas Internal Combustion Engine | IC | 8.7 | N | Electric Utility | NG | natural gas peaker | TRUE
57872 | Natural Gas Internal Combustion Engine | IC | 8.7 | N | Electric Utility | NG | natural gas peaker | TRUE
57872 | Natural Gas Internal Combustion Engine | IC | 8.7 | N | Electric Utility | NG | natural gas peaker | TRUE
57872 | Natural Gas Internal Combustion Engine | IC | 8.7 | N | Electric Utility | NG | natural gas peaker | TRUE
57872 | Natural Gas Internal Combustion Engine | IC | 8.7 | N | Electric Utility | NG | natural gas peaker | TRUE
57873 | Onshore Wind Turbine | WT | 200 | N | Electric Utility | WND | onshore wind | TRUE
57874 | Onshore Wind Turbine | WT | 44.6 | N | Electric Utility | WND | onshore wind | TRUE
57874 | Onshore Wind Turbine | WT | 105.6 | N | Electric Utility | WND | onshore wind | TRUE
57875 | Onshore Wind Turbine | WT | 101.2 | N | Electric Utility | WND | onshore wind | TRUE
57876 | Landfill Gas | IC | 1.5 | N | IPP Non-CHP | LFG | biomass | TRUE
57879 | Solar Photovoltaic | PV | 1 | N | IPP Non-CHP | SUN | solar PV | TRUE
57880 | Onshore Wind Turbine | WT | 2.5 | N | IPP Non-CHP | WND | onshore wind | TRUE
57881 | Natural Gas Fired Combustion Turbine | GT | 40 | N | Electric Utility | NG | natural gas peaker | TRUE
57881 | Natural Gas Fired Combustion Turbine | GT | 40 | N | Electric Utility | NG | natural gas peaker | TRUE
57881 | Natural Gas Fired Combustion Turbine | GT | 40 | N | Electric Utility | NG | natural gas peaker | TRUE
57882 | Solar Photovoltaic | PV | 1.7 | N | Electric Utility | SUN | solar PV | TRUE
57883 | Solar Photovoltaic | PV | 18.6 | N | IPP Non-CHP | SUN | solar PV | TRUE
57884 | Natural Gas Fired Combustion Turbine | GT | 11.5 | N | Industrial Non-CHP | NG | natural gas peaker | FALSE
57884 | Natural Gas Internal Combustion Engine | IC | 8 | N | Industrial Non-CHP | NG | natural gas peaker | FALSE
57884 | Natural Gas Internal Combustion Engine | IC | 8 | N | Industrial Non-CHP | NG | natural gas peaker | FALSE
57885 | Landfill Gas | IC | 1.6 | N | Electric Utility | LFG | biomass | TRUE
57886 | Petroleum Liquids | IC | 1.8 | N | Electric Utility | DFO | petroleum | TRUE
57886 | Petroleum Liquids | IC | 1.8 | N | Electric Utility | DFO | petroleum | TRUE
57886 | Petroleum Liquids | IC | 1.8 | N | Electric Utility | DFO | petroleum | TRUE
57886 | Petroleum Liquids | IC | 1.8 | N | Electric Utility | DFO | petroleum | TRUE
57887 | Onshore Wind Turbine | WT | 27.3 | N | IPP Non-CHP | WND | onshore wind | TRUE
57888 | Onshore Wind Turbine | WT | 59.4 | N | IPP Non-CHP | WND | onshore wind | TRUE
57889 | Onshore Wind Turbine | WT | 40 | N | IPP Non-CHP | WND | onshore wind | TRUE
57890 | Onshore Wind Turbine | WT | 57.6 | N | IPP Non-CHP | WND | onshore wind | TRUE
57891 | Solar Photovoltaic | PV | 20 | N | Electric Utility | SUN | solar PV | TRUE
57892 | Solar Photovoltaic | PV | 20 | N | Electric Utility | SUN | solar PV | TRUE
57893 | Landfill Gas | IC | 1 | N | Electric Utility | LFG | biomass | TRUE
57895 | Solar Photovoltaic | PV | 1.1 | N | Commercial Non-CHP | SUN | solar PV | FALSE
57896 | Landfill Gas | GT | 3.9 | N | IPP Non-CHP | LFG | biomass | TRUE
57896 | Landfill Gas | GT | 3.9 | N | IPP Non-CHP | LFG | biomass | TRUE
57897 | Landfill Gas | IC | 1.6 | N | IPP Non-CHP | LFG | biomass | TRUE
57897 | Landfill Gas | IC | 1.6 | N | IPP Non-CHP | LFG | biomass | TRUE
57897 | Landfill Gas | IC | 1.6 | N | IPP Non-CHP | LFG | biomass | TRUE
57897 | Landfill Gas | IC | 1.6 | N | IPP Non-CHP | LFG | biomass | TRUE
57898 | Municipal Solid Waste | ST | 85 | N | IPP Non-CHP | MSW | biomass | TRUE
57899 | Petroleum Liquids | IC | 1.6 | N | Electric Utility | DFO | petroleum | TRUE
57899 | Petroleum Liquids | IC | 1.6 | N | Electric Utility | DFO | petroleum | TRUE
57899 | Petroleum Liquids | IC | 1.6 | N | Electric Utility | DFO | petroleum | TRUE
57899 | Natural Gas Internal Combustion Engine | IC | 1.9 | N | Electric Utility | NG | natural gas peaker | TRUE
57899 | Natural Gas Internal Combustion Engine | IC | 1.9 | N | Electric Utility | NG | natural gas peaker | TRUE
57899 | Natural Gas Internal Combustion Engine | IC | 1.9 | N | Electric Utility | NG | natural gas peaker | TRUE
57899 | Natural Gas Internal Combustion Engine | IC | 1.9 | N | Electric Utility | NG | natural gas peaker | TRUE
57899 | Natural Gas Internal Combustion Engine | IC | 1.9 | N | Electric Utility | NG | natural gas peaker | TRUE
57900 | Solar Photovoltaic | PV | 0.5 | N | Electric Utility | SUN | solar PV | TRUE
57900 | Solar Photovoltaic | PV | 0.5 | N | Electric Utility | SUN | solar PV | TRUE
57900 | Solar Photovoltaic | PV | 0.5 | N | Electric Utility | SUN | solar PV | TRUE
57900 | Solar Photovoltaic | PV | 0.5 | N | Electric Utility | SUN | solar PV | TRUE
57900 | Solar Photovoltaic | PV | 0.5 | N | Electric Utility | SUN | solar PV | TRUE
57900 | Solar Photovoltaic | PV | 0.5 | N | Electric Utility | SUN | solar PV | TRUE
57900 | Solar Photovoltaic | PV | 0.5 | N | Electric Utility | SUN | solar PV | TRUE
57900 | Solar Photovoltaic | PV | 0.5 | N | Electric Utility | SUN | solar PV | TRUE
57900 | Solar Photovoltaic | PV | 0.5 | N | Electric Utility | SUN | solar PV | TRUE
57900 | Solar Photovoltaic | PV | 0.5 | N | Electric Utility | SUN | solar PV | TRUE
57901 | Natural Gas Fired Combined Cycle | CT | 195 | N | IPP Non-CHP | NG | natural gas nonpeaker | TRUE
57901 | Natural Gas Fired Combined Cycle | CA | 60 | N | IPP Non-CHP | NG | natural gas nonpeaker | TRUE
57901 | Natural Gas Fired Combined Cycle | CT | 195 | N | IPP Non-CHP | NG | natural gas nonpeaker | TRUE
57901 | Natural Gas Fired Combined Cycle | CA | 60 | N | IPP Non-CHP | NG | natural gas nonpeaker | TRUE
57902 | Landfill Gas | IC | 1.6 | N | Electric Utility | LFG | biomass | TRUE
57902 | Landfill Gas | IC | 1.6 | N | Electric Utility | LFG | biomass | TRUE
57903 | Landfill Gas | IC | 1.5 | N | Electric Utility | LFG | biomass | TRUE
57904 | Solar Photovoltaic | PV | 1.5 | N | IPP Non-CHP | SUN | solar PV | TRUE
57908 | Natural Gas Fired Combined Cycle | CT | 12.5 | Y | Commercial CHP | NG | natural gas nonpeaker | FALSE
57908 | Natural Gas Fired Combined Cycle | CT | 12.5 | Y | Commercial CHP | NG | natural gas nonpeaker | FALSE
57908 | Petroleum Liquids | IC | 1.9 | N | Commercial CHP | DFO | petroleum | FALSE
57908 | Natural Gas Fired Combined Cycle | CA | 21.5 | Y | Commercial CHP | NG | natural gas nonpeaker | FALSE
57909 | Wood/Wood Waste Biomass | ST | 54.5 | N | IPP Non-CHP | WDS | biomass | TRUE
57910 | Petroleum Liquids | IC | 2 | N | Electric Utility | DFO | petroleum | TRUE
57910 | Petroleum Liquids | IC | 2 | N | Electric Utility | DFO | petroleum | TRUE
57910 | Petroleum Liquids | IC | 2 | N | Electric Utility | DFO | petroleum | TRUE
57910 | Petroleum Liquids | IC | 2 | N | Electric Utility | DFO | petroleum | TRUE
57910 | Petroleum Liquids | IC | 2 | N | Electric Utility | DFO | petroleum | TRUE
57911 | Landfill Gas | IC | 1.6 | N | IPP Non-CHP | LFG | biomass | TRUE
57912 | Solar Photovoltaic | PV | 20 | N | IPP Non-CHP | SUN | solar PV | TRUE
57914 | Conventional Steam Coal | ST | 2 | Y | Industrial CHP | LIG | lignite | FALSE
57914 | Conventional Steam Coal | ST | 2 | Y | Industrial CHP | LIG | lignite | FALSE
57915 | Conventional Steam Coal | ST | 3.5 | Y | Industrial CHP | SUB | hard coal | FALSE
57915 | Conventional Steam Coal | ST | 3.5 | Y | Industrial CHP | SUB | hard coal | FALSE
57915 | Conventional Steam Coal | ST | 4 | Y | Industrial CHP | SUB | hard coal | FALSE
57915 | Conventional Steam Coal | ST | 10 | Y | Industrial CHP | SUB | hard coal | FALSE
57915 | Conventional Steam Coal | ST | 11.5 | Y | Industrial CHP | SUB | hard coal | FALSE
57915 | Conventional Steam Coal | ST | 12.6 | Y | Industrial CHP | SUB | hard coal | FALSE
57916 | Natural Gas Steam Turbine | ST | 8.9 | Y | Industrial CHP | NG | natural gas peaker | FALSE
57919 | Natural Gas Steam Turbine | ST | 2.5 | Y | Industrial CHP | NG | natural gas peaker | FALSE
57919 | Wood/Wood Waste Biomass | ST | 10 | Y | Industrial CHP | WDS | biomass | FALSE
57919 | Conventional Steam Coal | ST | 28 | Y | Industrial CHP | BIT | hard coal | FALSE
57926 | Natural Gas Steam Turbine | ST |  | Y | Commercial CHP | NG | natural gas peaker | FALSE
57926 | Natural Gas Steam Turbine | ST |  | Y | Commercial CHP | NG | natural gas peaker | FALSE
57927 | Onshore Wind Turbine | WT | 188 | N | IPP Non-CHP | WND | onshore wind | TRUE
57928 | Petroleum Liquids | IC | 1.6 | N | Commercial CHP | DFO | petroleum | FALSE
57928 | Conventional Steam Coal | ST | 2.8 | Y | Commercial CHP | BIT | hard coal | FALSE
57929 | Petroleum Liquids | IC | 1.7 | N | Commercial Non-CHP | DFO | petroleum | FALSE
57929 | Petroleum Liquids | IC | 1.5 | N | Commercial Non-CHP | DFO | petroleum | FALSE
57929 | Natural Gas Steam Turbine | ST | 1.2 | N | Commercial Non-CHP | NG | natural gas peaker | FALSE
57930 | Solar Photovoltaic | PV | 1.9 | N | IPP Non-CHP | SUN | solar PV | TRUE
57931 | Solar Photovoltaic | PV | 2.7 | N | IPP Non-CHP | SUN | solar PV | TRUE
57932 | Natural Gas Steam Turbine | ST | 3 | Y | Industrial CHP | NG | natural gas peaker | FALSE
57933 | Solar Photovoltaic | PV | 2 | N | IPP Non-CHP | SUN | solar PV | TRUE
57934 | Solar Photovoltaic | PV | 2 | N | IPP Non-CHP | SUN | solar PV | TRUE
57935 | Onshore Wind Turbine | WT | 24.6 | N | Electric Utility | WND | onshore wind | TRUE
57937 | Conventional Steam Coal | ST | 5 | N | Industrial Non-CHP | SUB | hard coal | FALSE
57938 | All Other | ST | 20.5 | Y | Industrial CHP | WH | other | FALSE
57939 | Solar Photovoltaic | PV | 1 | N | IPP Non-CHP | SUN | solar PV | TRUE
57939 | Solar Photovoltaic | PV | 1 | N | IPP Non-CHP | SUN | solar PV | TRUE
57940 | Conventional Steam Coal | ST | 1 | Y | Industrial CHP | BIT | hard coal | FALSE
57941 | Solar Photovoltaic | PV | 1.8 | N | IPP Non-CHP | SUN | solar PV | TRUE
57942 | Solar Photovoltaic | PV | 1.2 | N | IPP Non-CHP | SUN | solar PV | TRUE
57943 | Natural Gas Fired Combustion Turbine | GT | 40 | N | Electric Utility | NG | natural gas peaker | TRUE
57943 | Natural Gas Fired Combustion Turbine | GT | 40 | N | Electric Utility | NG | natural gas peaker | TRUE
57943 | Natural Gas Fired Combustion Turbine | GT | 40 | N | Electric Utility | NG | natural gas peaker | TRUE
57945 | Landfill Gas | IC | 1.5 | N | Electric Utility | LFG | biomass | TRUE
57945 | Landfill Gas | IC | 1.5 | N | Electric Utility | LFG | biomass | TRUE
57946 | Natural Gas Fired Combustion Turbine | GT | 12 | N | Electric Utility | NG | natural gas peaker | TRUE
57946 | Natural Gas Fired Combustion Turbine | GT | 12 | N | Electric Utility | NG | natural gas peaker | TRUE
57947 | Onshore Wind Turbine | WT | 50.4 | N | IPP Non-CHP | WND | onshore wind | TRUE
57948 | Solar Photovoltaic | PV | 10 | N | IPP Non-CHP | SUN | solar PV | TRUE
57949 | Conventional Steam Coal | ST |  | N | Industrial Non-CHP | BIT | hard coal | FALSE
57949 | Conventional Steam Coal | ST |  | N | Industrial Non-CHP | BIT | hard coal | FALSE
57950 | Conventional Steam Coal | ST |  | N | Industrial Non-CHP | BIT | hard coal | FALSE
57951 | Solar Photovoltaic | PV | 1 | N | IPP Non-CHP | SUN | solar PV | TRUE
57952 | Natural Gas Internal Combustion Engine | IC | 1 | N | Industrial Non-CHP | NG | natural gas peaker | FALSE
57952 | Natural Gas Internal Combustion Engine | IC | 1 | N | Industrial Non-CHP | NG | natural gas peaker | FALSE
57952 | Natural Gas Internal Combustion Engine | IC | 1 | N | Industrial Non-CHP | NG | natural gas peaker | FALSE
57953 | Natural Gas Fired Combined Cycle | CT | 38 | Y | Industrial CHP | NG | natural gas nonpeaker | FALSE
57953 | Natural Gas Fired Combined Cycle | CA | 10 | Y | Industrial CHP | NG | natural gas nonpeaker | FALSE
57953 | Petroleum Coke | ST | 32 | Y | Industrial CHP | PC | petroleum | FALSE
57956 | Onshore Wind Turbine | WT | 100.8 | N | IPP Non-CHP | WND | onshore wind | TRUE
57959 | Solar Photovoltaic | PV | 6.3 | N | IPP Non-CHP | SUN | solar PV | TRUE
57962 | Onshore Wind Turbine | WT | 102 | N | IPP Non-CHP | WND | onshore wind | TRUE
57963 | Onshore Wind Turbine | WT | 10 | N | IPP Non-CHP | WND | onshore wind | TRUE
57964 | Onshore Wind Turbine | WT | 109.5 | N | IPP Non-CHP | WND | onshore wind | TRUE
57965 | Onshore Wind Turbine | WT | 10 | N | IPP Non-CHP | WND | onshore wind | TRUE
57966 | Natural Gas Steam Turbine | ST | 0.1 | N | Commercial Non-CHP | NG | natural gas peaker | FALSE
57967 | Natural Gas Steam Turbine | ST | 2 | Y | Industrial CHP | NG | natural gas peaker | FALSE
57968 | Onshore Wind Turbine | WT | 4.8 | N | IPP Non-CHP | WND | onshore wind | TRUE
57969 | Wood/Wood Waste Biomass | ST | 4.5 | Y | Industrial CHP | WDS | biomass | FALSE
57970 | Solar Photovoltaic | PV | 2.9 | N | Commercial Non-CHP | SUN | solar PV | FALSE
57971 | Other Waste Biomass | IC | 1.9 | N | Commercial Non-CHP | OBG | biomass | FALSE
57973 | Onshore Wind Turbine | WT | 161 | N | IPP Non-CHP | WND | onshore wind | TRUE
57974 | Onshore Wind Turbine | WT | 150 | N | IPP Non-CHP | WND | onshore wind | TRUE
57975 | Onshore Wind Turbine | WT | 108 | N | IPP Non-CHP | WND | onshore wind | TRUE
57976 | Onshore Wind Turbine | WT | 80 | N | IPP Non-CHP | WND | onshore wind | TRUE
57977 | Natural Gas Internal Combustion Engine | IC | 2.5 | Y | Electric Utility | NG | natural gas peaker | TRUE
57977 | Natural Gas Internal Combustion Engine | IC | 2.5 | Y | Electric Utility | NG | natural gas peaker | TRUE
57978 | Natural Gas Fired Combined Cycle | CT | 162 | N | Electric Utility | NG | natural gas nonpeaker | TRUE
57978 | Natural Gas Fired Combined Cycle | CA | 95 | N | Electric Utility | NG | natural gas nonpeaker | TRUE
57979 | Onshore Wind Turbine | WT | 65 | N | Electric Utility | WND | onshore wind | TRUE
57980 | Onshore Wind Turbine | WT | 29 | N | Electric Utility | WND | onshore wind | TRUE
57981 | Onshore Wind Turbine | WT | 150 | N | IPP Non-CHP | WND | onshore wind | TRUE
57982 | Solar Photovoltaic | PV | 0.5 | N | IPP Non-CHP | SUN | solar PV | TRUE
57982 | Solar Photovoltaic | PV | 0.6 | N | IPP Non-CHP | SUN | solar PV | TRUE
57983 | Onshore Wind Turbine | WT | 211 | N | IPP Non-CHP | WND | onshore wind | TRUE
57983 | Onshore Wind Turbine | WT | 165 | N | IPP Non-CHP | WND | onshore wind | TRUE
57984 | Onshore Wind Turbine | WT | 22 | N | Electric Utility | WND | onshore wind | TRUE
57985 | Solar Photovoltaic | PV | 13.6 | N | IPP Non-CHP | SUN | solar PV | TRUE
57986 | Solar Photovoltaic | PV | 11.3 | N | IPP Non-CHP | SUN | solar PV | TRUE
57987 | Onshore Wind Turbine | WT | 298.5 | N | IPP Non-CHP | WND | onshore wind | TRUE
57988 | Landfill Gas | IC | 0.8 | N | IPP Non-CHP | LFG | biomass | TRUE
57988 | Landfill Gas | IC | 0.8 | N | IPP Non-CHP | LFG | biomass | TRUE
57988 | Landfill Gas | IC | 0.8 | N | IPP Non-CHP | LFG | biomass | TRUE
57988 | Landfill Gas | IC | 0.8 | N | IPP Non-CHP | LFG | biomass | TRUE
57988 | Landfill Gas | IC | 0.8 | N | IPP Non-CHP | LFG | biomass | TRUE
57988 | Landfill Gas | IC | 0.8 | N | IPP Non-CHP | LFG | biomass | TRUE
57989 | Solar Photovoltaic | PV | 3.2 | N | IPP Non-CHP | SUN | solar PV | TRUE
57990 | Solar Photovoltaic | PV | 2.5 | N | IPP Non-CHP | SUN | solar PV | TRUE
57991 | Onshore Wind Turbine | WT | 75 | N | IPP Non-CHP | WND | onshore wind | TRUE
57992 | Solar Photovoltaic | PV | 1.1 | N | IPP Non-CHP | SUN | solar PV | TRUE
57993 | Solar Photovoltaic | PV | 40.3 | N | IPP Non-CHP | SUN | solar PV | TRUE
57993 | Solar Photovoltaic | PV | 30.2 | N | IPP Non-CHP | SUN | solar PV | TRUE
57993 | Solar Photovoltaic | PV | 20.2 | N | IPP Non-CHP | SUN | solar PV | TRUE
57993 | Solar Photovoltaic | PV | 40.3 | N | IPP Non-CHP | SUN | solar PV | TRUE
57993 | Solar Photovoltaic | PV | 40.3 | N | IPP Non-CHP | SUN | solar PV | TRUE
57993 | Solar Photovoltaic | PV | 30.2 | N | IPP Non-CHP | SUN | solar PV | TRUE
57993 | Solar Photovoltaic | PV | 25.2 | N | IPP Non-CHP | SUN | solar PV | TRUE
57993 | Solar Photovoltaic | PV | 25.2 | N | IPP Non-CHP | SUN | solar PV | TRUE
57993 | Solar Photovoltaic | PV | 20.2 | N | IPP Non-CHP | SUN | solar PV | TRUE
57993 | Solar Photovoltaic | PV | 18.9 | N | IPP Non-CHP | SUN | solar PV | TRUE
57993 | Solar Photovoltaic | PV | 22.7 | N | IPP Non-CHP | SUN | solar PV | TRUE
57994 | Solar Photovoltaic | PV | 20 | N | Commercial Non-CHP | SUN | solar PV | FALSE
57995 | Onshore Wind Turbine | WT | 184.6 | N | IPP Non-CHP | WND | onshore wind | TRUE
57996 | Batteries | BA | 11 | N | IPP Non-CHP | MWH | other | TRUE
57996 | Onshore Wind Turbine | WT | 24 | N | IPP Non-CHP | WND | onshore wind | TRUE
57997 | Solar Photovoltaic | PV | 17 | N | Electric Utility | SUN | solar PV | TRUE
57997 | Solar Photovoltaic | PV | 18 | N | Electric Utility | SUN | solar PV | TRUE
57998 | Onshore Wind Turbine | WT | 139.4 | N | IPP Non-CHP | WND | onshore wind | TRUE
57999 | Onshore Wind Turbine | WT | 30 | N | IPP Non-CHP | WND | onshore wind | TRUE
58000 | Onshore Wind Turbine | WT | 99.8 | N | IPP Non-CHP | WND | onshore wind | TRUE
58001 | Natural Gas Fired Combined Cycle | CT | 211 | N | IPP Non-CHP | NG | natural gas nonpeaker | TRUE
58001 | Natural Gas Fired Combined Cycle | CT | 211 | N | IPP Non-CHP | NG | natural gas nonpeaker | TRUE
58001 | Natural Gas Fired Combined Cycle | CT | 211 | N | IPP Non-CHP | NG | natural gas nonpeaker | TRUE
58001 | Natural Gas Fired Combined Cycle | CT | 211 | N | IPP Non-CHP | NG | natural gas nonpeaker | TRUE
58001 | Natural Gas Fired Combined Cycle | CA | 312 | N | IPP Non-CHP | NG | natural gas nonpeaker | TRUE
58001 | Natural Gas Fired Combined Cycle | CA | 312 | N | IPP Non-CHP | NG | natural gas nonpeaker | TRUE
58002 | Solar Photovoltaic | PV | 20 | N | IPP Non-CHP | SUN | solar PV | TRUE
58003 | Solar Photovoltaic | PV | 50 | N | IPP Non-CHP | SUN | solar PV | TRUE
58004 | Onshore Wind Turbine | WT | 99 | N | IPP Non-CHP | WND | onshore wind | TRUE
58005 | Natural Gas Fired Combined Cycle | CT | 204 | N | IPP Non-CHP | NG | natural gas nonpeaker | TRUE
58005 | Natural Gas Fired Combined Cycle | CT | 204 | N | IPP Non-CHP | NG | natural gas nonpeaker | TRUE
58005 | Natural Gas Fired Combined Cycle | CA | 309 | N | IPP Non-CHP | NG | natural gas nonpeaker | TRUE
58006 | Solar Photovoltaic | PV | 0.8 | N | IPP Non-CHP | SUN | solar PV | TRUE
58006 | Solar Photovoltaic | PV | 0.5 | N | IPP Non-CHP | SUN | solar PV | TRUE
58007 | Landfill Gas | CT | 6.8 | N | IPP Non-CHP | LFG | biomass | TRUE
58007 | Landfill Gas | CT | 6.8 | N | IPP Non-CHP | LFG | biomass | TRUE
58007 | Landfill Gas | CT | 6.8 | N | IPP Non-CHP | LFG | biomass | TRUE
58007 | Landfill Gas | CT | 6.8 | N | IPP Non-CHP | LFG | biomass | TRUE
58007 | Landfill Gas | CA | 10 | N | IPP Non-CHP | LFG | biomass | TRUE
58008 | Onshore Wind Turbine | WT | 200 | N | IPP Non-CHP | WND | onshore wind | TRUE
58009 | Solar Photovoltaic | PV | 5.6 | N | IPP Non-CHP | SUN | solar PV | TRUE
58009 | Solar Photovoltaic | PV | 5 | N | IPP Non-CHP | SUN | solar PV | TRUE
58010 | Solar Photovoltaic | PV | 4.2 | N | IPP Non-CHP | SUN | solar PV | TRUE
58010 | Solar Photovoltaic | PV | 0.4 | N | IPP Non-CHP | SUN | solar PV | TRUE
58011 | Solar Photovoltaic | PV | 1.2 | N | Commercial Non-CHP | SUN | solar PV | FALSE
58012 | Solar Photovoltaic | PV | 1 | N | Commercial Non-CHP | SUN | solar PV | FALSE
58013 | Solar Photovoltaic | PV | 1.3 | N | Commercial Non-CHP | SUN | solar PV | FALSE
58014 | Solar Photovoltaic | PV | 2 | N | Commercial Non-CHP | SUN | solar PV | FALSE
58015 | Solar Photovoltaic | PV | 1 | N | Commercial Non-CHP | SUN | solar PV | FALSE
58016 | Solar Photovoltaic | PV | 1.8 | N | Commercial Non-CHP | SUN | solar PV | FALSE
58017 | Solar Photovoltaic | PV | 30 | N | IPP Non-CHP | SUN | solar PV | TRUE
58017 | Solar Photovoltaic | PV | 30 | N | IPP Non-CHP | SUN | solar PV | TRUE
58017 | Solar Photovoltaic | PV | 34 | N | IPP Non-CHP | SUN | solar PV | TRUE
58017 | Solar Photovoltaic | PV | 30 | N | IPP Non-CHP | SUN | solar PV | TRUE
58017 | Solar Photovoltaic | PV | 30 | N | IPP Non-CHP | SUN | solar PV | TRUE
58018 | Onshore Wind Turbine | WT | 104 | N | IPP Non-CHP | WND | onshore wind | TRUE
58019 | Onshore Wind Turbine | WT | 40 | N | IPP Non-CHP | WND | onshore wind | TRUE
58020 | Onshore Wind Turbine | WT | 81.6 | N | IPP Non-CHP | WND | onshore wind | TRUE
58021 | Onshore Wind Turbine | WT | 92 | N | IPP Non-CHP | WND | onshore wind | TRUE
58022 | Geothermal | BT | 5.9 | N | IPP Non-CHP | GEO | geothermal | TRUE
58022 | Geothermal | BT | 5.9 | N | IPP Non-CHP | GEO | geothermal | TRUE
58022 | Geothermal | BT | 5.9 | N | IPP Non-CHP | GEO | geothermal | TRUE
58023 | Wood/Wood Waste Biomass | ST | 25 | Y | Industrial CHP | WDS | biomass | FALSE
58024 | Landfill Gas | IC | 1.6 | N | Electric Utility | LFG | biomass | TRUE
58025 | Onshore Wind Turbine | WT | 1.7 | N | Commercial Non-CHP | WND | onshore wind | FALSE
58025 | Onshore Wind Turbine | WT | 1.7 | N | Commercial Non-CHP | WND | onshore wind | FALSE
58026 | Onshore Wind Turbine | WT | 20 | N | IPP Non-CHP | WND | onshore wind | TRUE
58027 | Solar Photovoltaic | PV | 9.9 | N | IPP Non-CHP | SUN | solar PV | TRUE
58028 | Solar Photovoltaic | PV | 1.5 | N | Commercial Non-CHP | SUN | solar PV | FALSE
58029 | Solar Photovoltaic | PV | 3.9 | N | IPP Non-CHP | SUN | solar PV | TRUE
58030 | Solar Photovoltaic | PV | 5.5 | N | IPP Non-CHP | SUN | solar PV | TRUE
58032 | Solar Photovoltaic | PV | 2.2 | N | IPP Non-CHP | SUN | solar PV | TRUE
58034 | Solar Photovoltaic | PV | 1.5 | N | IPP Non-CHP | SUN | solar PV | TRUE
58036 | Solar Photovoltaic | PV | 7.5 | N | IPP Non-CHP | SUN | solar PV | TRUE
58037 | Solar Photovoltaic | PV | 3.3 | N | IPP Non-CHP | SUN | solar PV | TRUE
58038 | Onshore Wind Turbine | WT | 1.5 | N | IPP Non-CHP | WND | onshore wind | TRUE
58039 | Solar Photovoltaic | PV | 25 | N | IPP Non-CHP | SUN | solar PV | TRUE
58040 | Solar Photovoltaic | PV | 2 | N | Commercial Non-CHP | SUN | solar PV | FALSE
58040 | Solar Photovoltaic | PV | 0.8 | N | Commercial Non-CHP | SUN | solar PV | FALSE
58041 | Onshore Wind Turbine | WT | 235.2 | N | IPP Non-CHP | WND | onshore wind | TRUE
58042 | Solar Photovoltaic | PV | 9 | N | IPP Non-CHP | SUN | solar PV | TRUE
58043 | Petroleum Liquids | IC | 1 | N | Industrial Non-CHP | DFO | petroleum | FALSE
58043 | Petroleum Liquids | IC | 1 | N | Industrial Non-CHP | DFO | petroleum | FALSE
58043 | Petroleum Liquids | IC | 2 | N | Industrial Non-CHP | DFO | petroleum | FALSE
58043 | Petroleum Liquids | IC | 2 | N | Industrial Non-CHP | DFO | petroleum | FALSE
58043 | All Other | ST | 1 | N | Industrial Non-CHP | PUR | other | FALSE
58044 | Onshore Wind Turbine | WT | 5.9 | N | IPP Non-CHP | WND | onshore wind | TRUE
58045 | Onshore Wind Turbine | WT | 30 | N | IPP Non-CHP | WND | onshore wind | TRUE
58046 | Petroleum Liquids | IC | 1 | N | Industrial Non-CHP | DFO | petroleum | FALSE
58046 | Petroleum Liquids | IC | 1.2 | N | Industrial Non-CHP | DFO | petroleum | FALSE
58046 | Petroleum Liquids | IC | 0.8 | N | Industrial Non-CHP | DFO | petroleum | FALSE
58047 | Petroleum Liquids | IC | 0.3 | N | Commercial Non-CHP | DFO | petroleum | FALSE
58047 | Petroleum Liquids | IC | 0.8 | N | Commercial Non-CHP | DFO | petroleum | FALSE
58048 | Onshore Wind Turbine | WT | 30 | N | IPP Non-CHP | WND | onshore wind | TRUE
58049 | Solar Photovoltaic | PV | 1.3 | N | Commercial Non-CHP | SUN | solar PV | FALSE
58051 | Petroleum Liquids | IC | 2 | N | Industrial Non-CHP | DFO | petroleum | FALSE
58051 | Petroleum Liquids | IC | 1.5 | N | Industrial Non-CHP | DFO | petroleum | FALSE
58051 | Petroleum Liquids | IC | 1.5 | N | Industrial Non-CHP | DFO | petroleum | FALSE
58052 | Natural Gas Steam Turbine | ST | 0.8 | Y | Industrial CHP | NG | natural gas peaker | FALSE
58052 | Natural Gas Steam Turbine | ST | 0.8 | Y | Industrial CHP | NG | natural gas peaker | FALSE
58053 | Petroleum Liquids | IC | 0.7 | N | Industrial Non-CHP | DFO | petroleum | FALSE
58053 | Petroleum Liquids | IC | 1 | N | Industrial Non-CHP | DFO | petroleum | FALSE
58053 | Petroleum Liquids | IC | 0.9 | N | Industrial Non-CHP | DFO | petroleum | FALSE
58054 | Wood/Wood Waste Biomass | ST | 67.5 | N | IPP Non-CHP | WDS | biomass | TRUE
58055 | Other Waste Biomass | IC | 0.6 | N | Industrial Non-CHP | OBG | biomass | FALSE
58055 | Other Waste Biomass | IC | 0.6 | N | Industrial Non-CHP | OBG | biomass | FALSE
58056 | Other Waste Biomass | IC | 0.6 | N | Industrial Non-CHP | OBG | biomass | FALSE
58056 | Other Waste Biomass | IC | 0.6 | N | Industrial Non-CHP | OBG | biomass | FALSE
58056 | Solar Photovoltaic | PV | 2.5 | N | Industrial Non-CHP | SUN | solar PV | FALSE
58056 | Natural Gas Fired Combustion Turbine | GT | 4.1 | N | Industrial Non-CHP | NG | natural gas peaker | FALSE
58056 | Natural Gas Fired Combustion Turbine | GT | 4.1 | N | Industrial Non-CHP | NG | natural gas peaker | FALSE
58057 | Other Waste Biomass | GT | 1.4 | N | Industrial Non-CHP | OBG | biomass | FALSE
58058 | Natural Gas Fired Combustion Turbine | GT | 6.5 | Y | Industrial CHP | NG | natural gas peaker | FALSE
58061 | Landfill Gas | IC | 0.8 | N | IPP Non-CHP | LFG | biomass | TRUE
58061 | Landfill Gas | IC | 0.8 | N | IPP Non-CHP | LFG | biomass | TRUE
58062 | Solar Photovoltaic | PV | 23 | N | IPP Non-CHP | SUN | solar PV | TRUE
58063 | Conventional Steam Coal | ST | 3 | Y | Industrial CHP | BIT | hard coal | FALSE
58064 | Solar Photovoltaic | PV | 1 | N | Commercial Non-CHP | SUN | solar PV | FALSE
58065 | Onshore Wind Turbine | WT | 1.5 | N | IPP Non-CHP | WND | onshore wind | TRUE
58066 | Natural Gas Steam Turbine | ST | 2 | N | Industrial Non-CHP | NG | natural gas peaker | FALSE
58066 | Natural Gas Steam Turbine | ST | 4 | N | Industrial Non-CHP | NG | natural gas peaker | FALSE
58068 | Solar Photovoltaic | PV | 9.9 | N | IPP Non-CHP | SUN | solar PV | TRUE
58069 | Petroleum Coke | ST | 3 | Y | Industrial CHP | PC | petroleum | FALSE
58070 | Solar Photovoltaic | PV | 1.1 | N | IPP Non-CHP | SUN | solar PV | TRUE
58071 | Onshore Wind Turbine | WT | 1.6 | N | IPP Non-CHP | WND | onshore wind | TRUE
58073 | Solar Photovoltaic | PV | 2 | N | IPP Non-CHP | SUN | solar PV | TRUE
58074 | Solar Photovoltaic | PV | 2 | N | IPP Non-CHP | SUN | solar PV | TRUE
58075 | Natural Gas Fired Combustion Turbine | GT | 32 | Y | Industrial CHP | NG | natural gas peaker | FALSE
58076 | Solar Photovoltaic | PV | 1 | N | IPP Non-CHP | SUN | solar PV | TRUE
58076 | Solar Photovoltaic | PV | 1 | N | IPP Non-CHP | SUN | solar PV | TRUE
58076 | Solar Photovoltaic | PV | 1 | N | IPP Non-CHP | SUN | solar PV | TRUE
58078 | Onshore Wind Turbine | WT | 148.8 | N | IPP Non-CHP | WND | onshore wind | TRUE
58079 | Natural Gas Fired Combined Cycle | CT | 200 | N | IPP Non-CHP | NG | natural gas nonpeaker | TRUE
58079 | Natural Gas Fired Combined Cycle | CT | 200 | N | IPP Non-CHP | NG | natural gas nonpeaker | TRUE
58079 | Natural Gas Fired Combined Cycle | CA | 285 | N | IPP Non-CHP | NG | natural gas nonpeaker | TRUE
58080 | Onshore Wind Turbine | WT | 112.5 | N | IPP Non-CHP | WND | onshore wind | TRUE
58081 | Conventional Steam Coal | ST | 3 | Y | Industrial CHP | SUB | hard coal | FALSE
58082 | Solar Photovoltaic | PV | 3.5 | N | Electric Utility | SUN | solar PV | TRUE
58083 | Natural Gas Fired Combined Cycle | CT | 12 | Y | Industrial CHP | NG | natural gas nonpeaker | FALSE
58083 | Natural Gas Fired Combined Cycle | CA | 1 | Y | Industrial CHP | NG | natural gas nonpeaker | FALSE
58084 | Natural Gas Fired Combined Cycle | CT | 14.5 | Y | Industrial CHP | NG | natural gas nonpeaker | FALSE
58084 | Natural Gas Fired Combustion Turbine | GT | 14.5 | Y | Industrial CHP | NG | natural gas peaker | FALSE
58084 | Natural Gas Fired Combined Cycle | CA | 4.1 | Y | Industrial CHP | NG | natural gas nonpeaker | FALSE
58085 | Petroleum Liquids | IC | 0.5 | N | Industrial Non-CHP | DFO | petroleum | FALSE
58085 | Petroleum Liquids | IC | 1 | N | Industrial Non-CHP | DFO | petroleum | FALSE
58086 | Solar Photovoltaic | PV | 0.5 | N | IPP Non-CHP | SUN | solar PV | TRUE
58086 | Solar Photovoltaic | PV | 0.5 | N | IPP Non-CHP | SUN | solar PV | TRUE
58088 | Onshore Wind Turbine | WT | 94.4 | N | IPP Non-CHP | WND | onshore wind | TRUE
58089 | Onshore Wind Turbine | WT | 1.6 | N | IPP Non-CHP | WND | onshore wind | TRUE
58090 | Solar Photovoltaic | PV | 1.3 | N | Commercial Non-CHP | SUN | solar PV | FALSE
58090 | Solar Photovoltaic | PV | 3.4 | N | Commercial Non-CHP | SUN | solar PV | FALSE
58091 | Solar Photovoltaic | PV | 5 | N | IPP Non-CHP | SUN | solar PV | TRUE
58093 | Solar Photovoltaic | PV | 1 | N | IPP Non-CHP | SUN | solar PV | TRUE
58094 | Solar Photovoltaic | PV | 2.1 | N | IPP Non-CHP | SUN | solar PV | TRUE
58095 | Solar Photovoltaic | PV | 1.5 | N | IPP Non-CHP | SUN | solar PV | TRUE
58096 | Solar Photovoltaic | PV | 1.8 | N | Commercial Non-CHP | SUN | solar PV | FALSE
58097 | Solar Photovoltaic | PV | 3.5 | N | IPP Non-CHP | SUN | solar PV | TRUE
58100 | Natural Gas Fired Combustion Turbine | GT | 3.8 | N | Industrial Non-CHP | NG | natural gas peaker | FALSE
58101 | Onshore Wind Turbine | WT | 1.6 | N | IPP Non-CHP | WND | onshore wind | TRUE
58101 | Onshore Wind Turbine | WT | 1.6 | N | IPP Non-CHP | WND | onshore wind | TRUE
58102 | Onshore Wind Turbine | WT | 1.5 | N | IPP Non-CHP | WND | onshore wind | TRUE
58102 | Onshore Wind Turbine | WT | 1.5 | N | IPP Non-CHP | WND | onshore wind | TRUE
58103 | Onshore Wind Turbine | WT | 28 | N | IPP Non-CHP | WND | onshore wind | TRUE
58104 | Onshore Wind Turbine | WT | 1 | N | Industrial Non-CHP | WND | onshore wind | FALSE
58105 | Onshore Wind Turbine | WT | 1 | N | Commercial Non-CHP | WND | onshore wind | FALSE
58106 | Onshore Wind Turbine | WT | 115.8 | N | IPP Non-CHP | WND | onshore wind | TRUE
58108 | Wood/Wood Waste Biomass | ST | 55 | Y | Industrial CHP | BLQ | biomass | FALSE
58109 | Wood/Wood Waste Biomass | ST | 18.4 | Y | Industrial CHP | BLQ | biomass | FALSE
58109 | Wood/Wood Waste Biomass | ST | 13.4 | Y | Industrial CHP | BLQ | biomass | FALSE
58110 | Other Natural Gas | FC | 3 | N | IPP Non-CHP | NG | other | TRUE
58111 | Onshore Wind Turbine | WT | 81 | N | IPP Non-CHP | WND | onshore wind | TRUE
58112 | Onshore Wind Turbine | WT | 1 | N | IPP Non-CHP | WND | onshore wind | TRUE
58113 | Onshore Wind Turbine | WT | 1 | N | IPP Non-CHP | WND | onshore wind | TRUE
58113 | Onshore Wind Turbine | WT | 1 | N | IPP Non-CHP | WND | onshore wind | TRUE
58114 | Onshore Wind Turbine | WT | 1.6 | N | IPP Non-CHP | WND | onshore wind | TRUE
58114 | Onshore Wind Turbine | WT | 1.6 | N | IPP Non-CHP | WND | onshore wind | TRUE
58116 | Natural Gas Internal Combustion Engine | IC | 3 | N | Industrial Non-CHP | NG | natural gas peaker | FALSE
58117 | Natural Gas Internal Combustion Engine | IC | 0.8 | N | Electric Utility | NG | natural gas peaker | TRUE
58117 | Natural Gas Internal Combustion Engine | IC | 0.6 | N | Electric Utility | NG | natural gas peaker | TRUE
58117 | Natural Gas Internal Combustion Engine | IC | 0.6 | N | Electric Utility | NG | natural gas peaker | TRUE
58117 | Natural Gas Internal Combustion Engine | IC | 0.8 | N | Electric Utility | NG | natural gas peaker | TRUE
58117 | Natural Gas Internal Combustion Engine | IC | 2 | N | Electric Utility | NG | natural gas peaker | TRUE
58118 | Solar Photovoltaic | PV | 1.5 | N | IPP Non-CHP | SUN | solar PV | TRUE
58119 | Solar Photovoltaic | PV | 3 | N | IPP Non-CHP | SUN | solar PV | TRUE
58121 | Onshore Wind Turbine | WT | 49.6 | N | Electric Utility | WND | onshore wind | TRUE
58121 | Onshore Wind Turbine | WT | 62.4 | N | Electric Utility | WND | onshore wind | TRUE
58122 | Natural Gas Fired Combustion Turbine | GT | 35 | N | IPP Non-CHP | NG | natural gas peaker | TRUE
58123 | Solar Photovoltaic | PV | 2 | N | IPP Non-CHP | SUN | solar PV | TRUE
58124 | Wood/Wood Waste Biomass | ST | 50 | Y | Electric Utility | WDS | biomass | TRUE
58125 | Petroleum Liquids | GT | 19 | N | Electric Utility | DFO | petroleum | TRUE
58126 | Onshore Wind Turbine | WT | 200 | N | IPP Non-CHP | WND | onshore wind | TRUE
58127 | Onshore Wind Turbine | WT | 200 | N | IPP Non-CHP | WND | onshore wind | TRUE
58128 | Landfill Gas | FC | 0.2 | N | IPP Non-CHP | LFG | biomass | TRUE
58128 | Landfill Gas | FC | 0.2 | N | IPP Non-CHP | LFG | biomass | TRUE
58128 | Landfill Gas | FC | 0.2 | N | IPP Non-CHP | LFG | biomass | TRUE
58128 | Landfill Gas | FC | 0.2 | N | IPP Non-CHP | LFG | biomass | TRUE
58128 | Landfill Gas | FC | 0.2 | N | IPP Non-CHP | LFG | biomass | TRUE
58129 | Other Waste Biomass | IC | 0.8 | N | Industrial Non-CHP | OBG | biomass | FALSE
58130 | Other Waste Biomass | IC | 1.5 | N | IPP Non-CHP | OBG | biomass | TRUE
58130 | Other Waste Biomass | IC | 1.5 | N | IPP Non-CHP | OBG | biomass | TRUE
58131 | Solar Photovoltaic | PV | 4.4 | N | IPP Non-CHP | SUN | solar PV | TRUE
58132 | Other Waste Biomass | FC | 0.2 | N | IPP Non-CHP | OBG | biomass | TRUE
58132 | Other Waste Biomass | FC | 0.2 | N | IPP Non-CHP | OBG | biomass | TRUE
58132 | Other Waste Biomass | FC | 0.2 | N | IPP Non-CHP | OBG | biomass | TRUE
58132 | Other Waste Biomass | FC | 0.2 | N | IPP Non-CHP | OBG | biomass | TRUE
58132 | Other Waste Biomass | FC | 0.2 | N | IPP Non-CHP | OBG | biomass | TRUE
58134 | Solar Photovoltaic | PV | 2 | N | Commercial Non-CHP | SUN | solar PV | FALSE
58135 | Solar Photovoltaic | PV | 12.4 | N | IPP Non-CHP | SUN | solar PV | TRUE
58136 | Natural Gas Fired Combustion Turbine | GT | 5 | Y | Industrial CHP | NG | natural gas peaker | FALSE
58137 | Onshore Wind Turbine | WT | 98.9 | N | IPP Non-CHP | WND | onshore wind | TRUE
58138 | Natural Gas Fired Combustion Turbine | GT | 5.5 | Y | Industrial CHP | NG | natural gas peaker | FALSE
58139 | Natural Gas Fired Combustion Turbine | GT | 4.4 | N | Commercial Non-CHP | NG | natural gas peaker | FALSE
58140 | Natural Gas Fired Combustion Turbine | GT | 4.9 | Y | Commercial CHP | NG | natural gas peaker | FALSE
58140 | Natural Gas Fired Combustion Turbine | GT | 6.9 | Y | Commercial CHP | NG | natural gas peaker | FALSE
58141 | Onshore Wind Turbine | WT | 48 | N | IPP Non-CHP | WND | onshore wind | TRUE
58142 | Other Waste Biomass | IC | 1.6 | N | IPP Non-CHP | OBG | biomass | TRUE
58142 | Other Waste Biomass | IC | 1.6 | N | IPP Non-CHP | OBG | biomass | TRUE
58144 | Solar Photovoltaic | PV | 2 | N | IPP Non-CHP | SUN | solar PV | TRUE
58145 | Solar Photovoltaic | PV | 2 | N | IPP Non-CHP | SUN | solar PV | TRUE
58146 | All Other | ST | 22 | Y | Industrial CHP | PUR | other | FALSE
58147 | Solar Photovoltaic | PV | 10.8 | N | IPP Non-CHP | SUN | solar PV | TRUE
58148 | Solar Photovoltaic | PV | 20 | N | IPP Non-CHP | SUN | solar PV | TRUE
58149 | Solar Photovoltaic | PV | 20 | N | IPP Non-CHP | SUN | solar PV | TRUE
58150 | Solar Photovoltaic | PV | 2 | N | Electric Utility | SUN | solar PV | TRUE
58151 | Natural Gas Fired Combined Cycle | CT | 32.4 | Y | Commercial CHP | NG | natural gas nonpeaker | FALSE
58151 | Natural Gas Fired Combined Cycle | CA | 11 | Y | Commercial CHP | NG | natural gas nonpeaker | FALSE
58151 | Natural Gas Fired Combined Cycle | CA | 5 | Y | Commercial CHP | NG | natural gas nonpeaker | FALSE
58152 | Natural Gas Fired Combustion Turbine | GT | 3.9 | Y | Commercial CHP | NG | natural gas peaker | FALSE
58153 | Natural Gas Fired Combustion Turbine | GT | 3.8 | Y | Commercial CHP | NG | natural gas peaker | FALSE
58154 | Onshore Wind Turbine | WT | 162 | N | IPP Non-CHP | WND | onshore wind | TRUE
58155 | Onshore Wind Turbine | WT | 99.2 | N | IPP Non-CHP | WND | onshore wind | TRUE
58156 | Natural Gas Internal Combustion Engine | IC | 1.8 | N | Commercial Non-CHP | NG | natural gas peaker | FALSE
58157 | Natural Gas Steam Turbine | ST | 17 | Y | Commercial CHP | NG | natural gas peaker | FALSE
58157 | Natural Gas Steam Turbine | ST | 7.2 | Y | Commercial CHP | NG | natural gas peaker | FALSE
58158 | Natural Gas Internal Combustion Engine | IC | 2.3 | Y | Commercial CHP | NG | natural gas peaker | FALSE
58159 | Natural Gas Fired Combined Cycle | CT | 6.4 | Y | Commercial CHP | NG | natural gas nonpeaker | FALSE
58159 | Natural Gas Fired Combined Cycle | CT | 6.4 | Y | Commercial CHP | NG | natural gas nonpeaker | FALSE
58159 | Natural Gas Fired Combined Cycle | CT | 6.4 | Y | Commercial CHP | NG | natural gas nonpeaker | FALSE
58159 | Natural Gas Fired Combined Cycle | CA | 4.9 | Y | Commercial CHP | NG | natural gas nonpeaker | FALSE
58160 | Natural Gas Steam Turbine | ST | 3 | Y | Commercial CHP | NG | natural gas peaker | FALSE
58161 | Natural Gas Internal Combustion Engine | IC | 0.8 | N | Commercial CHP | NG | natural gas peaker | FALSE
58161 | Natural Gas Fired Combined Cycle | CT | 4.2 | Y | Commercial CHP | NG | natural gas nonpeaker | FALSE
58161 | Natural Gas Fired Combined Cycle | CT | 4.2 | Y | Commercial CHP | NG | natural gas nonpeaker | FALSE
58161 | Natural Gas Fired Combined Cycle | CA | 0.9 | Y | Commercial CHP | NG | natural gas nonpeaker | FALSE
58162 | Onshore Wind Turbine | WT | 61.2 | N | IPP Non-CHP | WND | onshore wind | TRUE
58163 | Petroleum Liquids | IC | 0.1 | N | Commercial Non-CHP | DFO | petroleum | FALSE
58163 | Petroleum Liquids | IC | 0.4 | N | Commercial Non-CHP | DFO | petroleum | FALSE
58163 | Petroleum Liquids | IC | 0.7 | N | Commercial Non-CHP | DFO | petroleum | FALSE
58163 | Petroleum Liquids | IC | 0.3 | N | Commercial Non-CHP | DFO | petroleum | FALSE
58163 | Petroleum Liquids | IC | 0.2 | N | Commercial Non-CHP | DFO | petroleum | FALSE
58163 | Petroleum Liquids | IC | 0.3 | N | Commercial Non-CHP | DFO | petroleum | FALSE
58163 | Petroleum Liquids | IC | 0.6 | N | Commercial Non-CHP | DFO | petroleum | FALSE
58164 | Solar Photovoltaic | PV | 1.7 | N | IPP Non-CHP | SUN | solar PV | TRUE
58165 | Natural Gas Internal Combustion Engine | IC | 4.2 | Y | Commercial CHP | NG | natural gas peaker | FALSE
58166 | Natural Gas Fired Combustion Turbine | GT | 2.7 | Y | Commercial CHP | NG | natural gas peaker | FALSE
58167 | Natural Gas Internal Combustion Engine | IC | 1.3 | Y | Commercial CHP | NG | natural gas peaker | FALSE
58167 | Natural Gas Internal Combustion Engine | IC | 1.3 | Y | Commercial CHP | NG | natural gas peaker | FALSE
58167 | Petroleum Liquids | IC | 1.3 | N | Commercial CHP | DFO | petroleum | FALSE
58168 | Natural Gas Internal Combustion Engine | IC | 1.5 | Y | Commercial CHP | NG | natural gas peaker | FALSE
58169 | Natural Gas Fired Combustion Turbine | GT | 4.3 | Y | Commercial CHP | NG | natural gas peaker | FALSE
58169 | Solar Photovoltaic | PV | 0.3 | N | Commercial CHP | SUN | solar PV | FALSE
58169 | Solar Photovoltaic | PV | 0.3 | N | Commercial CHP | SUN | solar PV | FALSE
58169 | Solar Photovoltaic | PV | 0.3 | N | Commercial CHP | SUN | solar PV | FALSE
58170 | Solar Photovoltaic | PV | 1.3 | N | Commercial Non-CHP | SUN | solar PV | FALSE
58171 | Solar Photovoltaic | PV | 4.5 | N | Electric Utility | SUN | solar PV | TRUE
58172 | Petroleum Liquids | IC | 2 | N | Electric Utility | DFO | petroleum | TRUE
58172 | Petroleum Liquids | IC | 2 | N | Electric Utility | DFO | petroleum | TRUE
58172 | Petroleum Liquids | IC | 2 | N | Electric Utility | DFO | petroleum | TRUE
58173 | Landfill Gas | GT | 5 | N | Industrial Non-CHP | LFG | biomass | FALSE
58173 | Landfill Gas | GT | 5 | N | Industrial Non-CHP | LFG | biomass | FALSE
58174 | Solar Photovoltaic | PV | 2 | N | IPP Non-CHP | SUN | solar PV | TRUE
58177 | Other Waste Biomass | IC | 1 | Y | IPP CHP | OBG | biomass | FALSE
58177 | Other Waste Biomass | IC | 1 | Y | IPP CHP | OBG | biomass | FALSE
58177 | Other Waste Biomass | IC | 1 | Y | IPP CHP | OBG | biomass | FALSE
58178 | Solar Photovoltaic | PV | 2 | N | IPP Non-CHP | SUN | solar PV | TRUE
58179 | Natural Gas Fired Combustion Turbine | GT | 5 | Y | Commercial CHP | NG | natural gas peaker | FALSE
58179 | Petroleum Liquids | IC | 2 | N | Commercial CHP | DFO | petroleum | FALSE
58179 | Petroleum Liquids | IC | 2 | N | Commercial CHP | DFO | petroleum | FALSE
58179 | Petroleum Liquids | IC | 2 | N | Commercial CHP | DFO | petroleum | FALSE
58179 | Petroleum Liquids | IC | 2 | N | Commercial CHP | DFO | petroleum | FALSE
58179 | Petroleum Liquids | IC | 2 | N | Commercial CHP | DFO | petroleum | FALSE
58180 | Landfill Gas | GT | 7 | Y | Commercial CHP | LFG | biomass | FALSE
58181 | Natural Gas Fired Combustion Turbine | GT | 3.9 | Y | Commercial CHP | NG | natural gas peaker | FALSE
58181 | Natural Gas Fired Combustion Turbine | GT | 3.9 | Y | Commercial CHP | NG | natural gas peaker | FALSE
58183 | Natural Gas Steam Turbine | ST | 0.7 | Y | Industrial CHP | NG | natural gas peaker | FALSE
58184 | Natural Gas Fired Combustion Turbine | GT | 14.6 | Y | Industrial CHP | NG | natural gas peaker | FALSE
58185 | Natural Gas Fired Combustion Turbine | GT | 1.2 | Y | Commercial CHP | NG | natural gas peaker | FALSE
58185 | Natural Gas Steam Turbine | ST | 0.5 | N | Commercial CHP | NG | natural gas peaker | FALSE
58186 | Natural Gas Internal Combustion Engine | IC | 0.8 | Y | Commercial CHP | NG | natural gas peaker | FALSE
58186 | Natural Gas Internal Combustion Engine | IC | 0.8 | Y | Commercial CHP | NG | natural gas peaker | FALSE
58186 | Natural Gas Internal Combustion Engine | IC | 1.3 | Y | Commercial CHP | NG | natural gas peaker | FALSE
58186 | Natural Gas Internal Combustion Engine | IC | 1.2 | N | Commercial CHP | NG | natural gas peaker | FALSE
58186 | Petroleum Liquids | IC | 2 | N | Commercial CHP | DFO | petroleum | FALSE
58186 | Natural Gas Internal Combustion Engine | IC | 1.3 | Y | Commercial CHP | NG | natural gas peaker | FALSE
58187 | Solar Photovoltaic | PV | 1.9 | N | IPP Non-CHP | SUN | solar PV | TRUE
58190 | Natural Gas Fired Combustion Turbine | GT | 1.2 | N | Industrial Non-CHP | NG | natural gas peaker | FALSE
58191 | Natural Gas Fired Combustion Turbine | GT | 10 | Y | Industrial CHP | NG | natural gas peaker | FALSE
58191 | Natural Gas Fired Combustion Turbine | GT | 10 | Y | Industrial CHP | NG | natural gas peaker | FALSE
58191 | Natural Gas Fired Combustion Turbine | GT | 10 | Y | Industrial CHP | NG | natural gas peaker | FALSE
58192 | Natural Gas Steam Turbine | ST | 3 | Y | Industrial CHP | NG | natural gas peaker | FALSE
58193 | Natural Gas Steam Turbine | ST | 2 | Y | Industrial CHP | NG | natural gas peaker | FALSE
58195 | Natural Gas Fired Combustion Turbine | GT | 5.5 | Y | Commercial CHP | NG | natural gas peaker | FALSE
58196 | Natural Gas Steam Turbine | ST | 2.1 | Y | Industrial CHP | NG | natural gas peaker | FALSE
58197 | Petroleum Liquids | IC | 6 | N | Industrial Non-CHP | DFO | petroleum | FALSE
58197 | Natural Gas Steam Turbine | ST | 1 | N | Industrial Non-CHP | NG | natural gas peaker | FALSE
58198 | Natural Gas Fired Combined Cycle | CT | 5 | Y | Commercial CHP | NG | natural gas nonpeaker | FALSE
58198 | Natural Gas Fired Combined Cycle | CT | 5 | Y | Commercial CHP | NG | natural gas nonpeaker | FALSE
58198 | Natural Gas Fired Combined Cycle | CA | 1.8 | Y | Commercial CHP | NG | natural gas nonpeaker | FALSE
58199 | Natural Gas Fired Combined Cycle | CS | 9.2 | Y | Commercial CHP | NG | natural gas nonpeaker | FALSE
58200 | Natural Gas Steam Turbine | ST | 4 | Y | Industrial CHP | NG | natural gas peaker | FALSE
58200 | Natural Gas Steam Turbine | ST | 4 | Y | Industrial CHP | NG | natural gas peaker | FALSE
58200 | Natural Gas Steam Turbine | ST | 4 | Y | Industrial CHP | NG | natural gas peaker | FALSE
58201 | Natural Gas Internal Combustion Engine | IC | 1.6 | Y | Commercial CHP | NG | natural gas peaker | FALSE
58201 | Natural Gas Internal Combustion Engine | IC | 1.6 | Y | Commercial CHP | NG | natural gas peaker | FALSE
58201 | Natural Gas Internal Combustion Engine | IC | 1.6 | Y | Commercial CHP | NG | natural gas peaker | FALSE
58201 | Natural Gas Internal Combustion Engine | IC | 1.6 | Y | Commercial CHP | NG | natural gas peaker | FALSE
58202 | Solar Photovoltaic | PV | 20 | N | IPP Non-CHP | SUN | solar PV | TRUE
58203 | Onshore Wind Turbine | WT | 100.8 | N | IPP Non-CHP | WND | onshore wind | TRUE
58204 | Solar Photovoltaic | PV | 2.5 | N | IPP Non-CHP | SUN | solar PV | TRUE
58205 | Conventional Steam Coal | ST | 4.8 | Y | IPP CHP | BIT | hard coal | FALSE
58206 | Solar Photovoltaic | PV | 10 | N | Electric Utility | SUN | solar PV | TRUE
58207 | Natural Gas Internal Combustion Engine | IC | 5.6 | Y | Commercial CHP | NG | natural gas peaker | FALSE
58207 | Petroleum Liquids | IC | 2.3 | N | Commercial CHP | DFO | petroleum | FALSE
58207 | Petroleum Liquids | IC | 2.3 | N | Commercial CHP | DFO | petroleum | FALSE
58207 | Natural Gas Fired Combined Cycle | CA | 5 | Y | Commercial CHP | NG | natural gas nonpeaker | FALSE
58207 | Petroleum Liquids | IC | 2.3 | N | Commercial CHP | DFO | petroleum | FALSE
58207 | Natural Gas Fired Combustion Turbine | GT | 4.3 | Y | Commercial CHP | NG | natural gas peaker | FALSE
58207 | Natural Gas Fired Combustion Turbine | GT | 4.3 | Y | Commercial CHP | NG | natural gas peaker | FALSE
58207 | Natural Gas Fired Combustion Turbine | GT | 4.3 | Y | Commercial CHP | NG | natural gas peaker | FALSE
58207 | Natural Gas Fired Combustion Turbine | GT | 4.3 | N | Commercial CHP | NG | natural gas peaker | FALSE
58207 | Natural Gas Fired Combined Cycle | CT | 7.5 | Y | Commercial CHP | NG | natural gas nonpeaker | FALSE
58207 | Natural Gas Fired Combined Cycle | CT | 7.5 | Y | Commercial CHP | NG | natural gas nonpeaker | FALSE
58207 | Natural Gas Fired Combustion Turbine | GT | 4.5 | Y | Commercial CHP | NG | natural gas peaker | FALSE
58208 | Landfill Gas | IC | 9.1 | N | IPP Non-CHP | LFG | biomass | TRUE
58209 | Onshore Wind Turbine | WT | 59.8 | N | IPP Non-CHP | WND | onshore wind | TRUE
58210 | Solar Photovoltaic | PV | 1.9 | N | IPP Non-CHP | SUN | solar PV | TRUE
58213 | Solar Photovoltaic | PV | 15 | N | IPP Non-CHP | SUN | solar PV | TRUE
58214 | Solar Photovoltaic | PV | 1.9 | N | IPP Non-CHP | SUN | solar PV | TRUE
58215 | Natural Gas Fired Combined Cycle | CT | 177 | N | Electric Utility | NG | natural gas nonpeaker | TRUE
58215 | Natural Gas Fired Combined Cycle | CT | 176 | N | Electric Utility | NG | natural gas nonpeaker | TRUE
58215 | Natural Gas Fired Combined Cycle | CT | 179 | N | Electric Utility | NG | natural gas nonpeaker | TRUE
58215 | Natural Gas Fired Combined Cycle | CA | 378 | N | Electric Utility | NG | natural gas nonpeaker | TRUE
58216 | All Other | ST | 3.2 | N | Industrial Non-CHP | WH | other | FALSE
58217 | Solar Photovoltaic | PV | 2.5 | N | IPP Non-CHP | SUN | solar PV | TRUE
58218 | Onshore Wind Turbine | WT | 40 | N | Electric Utility | WND | onshore wind | TRUE
58219 | Other Waste Biomass | IC | 1.4 | N | IPP Non-CHP | OBG | biomass | TRUE
58219 | Other Waste Biomass | IC | 0.6 | N | IPP Non-CHP | OBG | biomass | TRUE
58220 | Onshore Wind Turbine | WT | 1.5 | N | Industrial Non-CHP | WND | onshore wind | FALSE
58220 | Onshore Wind Turbine | WT | 1.5 | N | Industrial Non-CHP | WND | onshore wind | FALSE
58220 | Onshore Wind Turbine | WT | 1.5 | N | Industrial Non-CHP | WND | onshore wind | FALSE
58222 | Conventional Steam Coal | ST | 5 | Y | Industrial CHP | BIT | hard coal | FALSE
58223 | Natural Gas Internal Combustion Engine | IC | 1.2 | Y | Commercial CHP | NG | natural gas peaker | FALSE
58223 | Natural Gas Internal Combustion Engine | IC | 1.2 | Y | Commercial CHP | NG | natural gas peaker | FALSE
58223 | Natural Gas Internal Combustion Engine | IC | 1.2 | Y | Commercial CHP | NG | natural gas peaker | FALSE
58224 | Natural Gas Internal Combustion Engine | IC | 1.3 | Y | Commercial CHP | NG | natural gas peaker | FALSE
58224 | Natural Gas Internal Combustion Engine | IC | 1.3 | Y | Commercial CHP | NG | natural gas peaker | FALSE
58224 | Petroleum Liquids | IC | 0.3 | N | Commercial CHP | DFO | petroleum | FALSE
58224 | Petroleum Liquids | IC | 0.7 | N | Commercial CHP | DFO | petroleum | FALSE
58226 | Solar Photovoltaic | PV | 1.5 | N | IPP Non-CHP | SUN | solar PV | TRUE
58227 | Solar Photovoltaic | PV | 8.5 | N | IPP Non-CHP | SUN | solar PV | TRUE
58228 | Solar Photovoltaic | PV | 11.8 | N | IPP Non-CHP | SUN | solar PV | TRUE
58229 | Petroleum Liquids | IC | 8.8 | N | IPP Non-CHP | DFO | petroleum | TRUE
58230 | Petroleum Liquids | IC | 8.8 | N | IPP Non-CHP | DFO | petroleum | TRUE
58231 | Solar Photovoltaic | PV | 2.9 | N | IPP Non-CHP | SUN | solar PV | TRUE
58232 | Solar Photovoltaic | PV | 1 | N | Commercial Non-CHP | SUN | solar PV | FALSE
58233 | Onshore Wind Turbine | WT | 6 | N | IPP Non-CHP | WND | onshore wind | TRUE
58234 | Solar Photovoltaic | PV | 11.8 | N | IPP Non-CHP | SUN | solar PV | TRUE
58235 | Natural Gas Fired Combustion Turbine | GT | 60 | N | Electric Utility | NG | natural gas peaker | TRUE
58237 | Other Natural Gas | FC | 1.4 | Y | Commercial CHP | NG | other | FALSE
58238 | Onshore Wind Turbine | WT | 10 | N | IPP Non-CHP | WND | onshore wind | TRUE
58239 | Solar Photovoltaic | PV | 1 | N | IPP Non-CHP | SUN | solar PV | TRUE
58240 | Solar Photovoltaic | PV | 1.3 | N | IPP Non-CHP | SUN | solar PV | TRUE
58241 | Solar Photovoltaic | PV | 1 | N | IPP Non-CHP | SUN | solar PV | TRUE
58242 | Onshore Wind Turbine | WT | 218 | N | IPP Non-CHP | WND | onshore wind | TRUE
58243 | Solar Photovoltaic | PV | 1 | N | IPP Non-CHP | SUN | solar PV | TRUE
58244 | Solar Photovoltaic | PV | 1 | N | Commercial Non-CHP | SUN | solar PV | FALSE
58245 | Natural Gas Internal Combustion Engine | IC | 0.8 | Y | Commercial CHP | NG | natural gas peaker | FALSE
58245 | Natural Gas Internal Combustion Engine | IC | 0.8 | Y | Commercial CHP | NG | natural gas peaker | FALSE
58245 | Natural Gas Internal Combustion Engine | IC | 0.8 | Y | Commercial CHP | NG | natural gas peaker | FALSE
58245 | Natural Gas Internal Combustion Engine | IC | 0.8 | Y | Commercial CHP | NG | natural gas peaker | FALSE
58246 | Landfill Gas | IC | 1.5 | N | IPP Non-CHP | LFG | biomass | TRUE
58246 | Landfill Gas | IC | 1.5 | N | IPP Non-CHP | LFG | biomass | TRUE
58248 | Solar Photovoltaic | PV | 1.9 | N | Commercial Non-CHP | SUN | solar PV | FALSE
58249 | Solar Photovoltaic | PV | 3.5 | N | Commercial Non-CHP | SUN | solar PV | FALSE
58250 | Landfill Gas | IC | 1.6 | N | IPP Non-CHP | LFG | biomass | TRUE
58251 | All Other | ST | 5 | Y | Industrial CHP | PUR | other | FALSE
58251 | All Other | ST | 5 | Y | Industrial CHP | PUR | other | FALSE
58252 | Landfill Gas | IC | 1 | N | IPP Non-CHP | LFG | biomass | TRUE
58253 | Solar Photovoltaic | PV | 1.6 | N | Commercial Non-CHP | SUN | solar PV | FALSE
58254 | Natural Gas Fired Combustion Turbine | GT | 3.4 | N | Electric Utility | NG | natural gas peaker | TRUE
58255 | Natural Gas Internal Combustion Engine | IC | 9 | N | Electric Utility | NG | natural gas peaker | TRUE
58255 | Natural Gas Internal Combustion Engine | IC | 9 | N | Electric Utility | NG | natural gas peaker | TRUE
58255 | Natural Gas Internal Combustion Engine | IC | 9 | N | Electric Utility | NG | natural gas peaker | TRUE
58255 | Natural Gas Internal Combustion Engine | IC | 9 | N | Electric Utility | NG | natural gas peaker | TRUE
58255 | Natural Gas Internal Combustion Engine | IC | 9 | N | Electric Utility | NG | natural gas peaker | TRUE
58255 | Natural Gas Internal Combustion Engine | IC | 9 | N | Electric Utility | NG | natural gas peaker | TRUE
58255 | Natural Gas Internal Combustion Engine | IC | 9 | N | Electric Utility | NG | natural gas peaker | TRUE
58255 | Natural Gas Internal Combustion Engine | IC | 9 | N | Electric Utility | NG | natural gas peaker | TRUE
58255 | Natural Gas Internal Combustion Engine | IC | 9 | N | Electric Utility | NG | natural gas peaker | TRUE
58255 | Natural Gas Internal Combustion Engine | IC | 9 | N | Electric Utility | NG | natural gas peaker | TRUE
58255 | Natural Gas Internal Combustion Engine | IC | 9 | N | Electric Utility | NG | natural gas peaker | TRUE
58255 | Natural Gas Internal Combustion Engine | IC | 9 | N | Electric Utility | NG | natural gas peaker | TRUE
58256 | Solar Photovoltaic | PV | 1 | N | Electric Utility | SUN | solar PV | TRUE
58256 | Batteries | BA | 1 | N | Electric Utility | MWH | other | TRUE
58256 | Batteries | BA | 0.8 | N | Electric Utility | MWH | other | TRUE
58257 | Conventional Hydroelectric | HY | 1.1 | N | Electric Utility | WAT | hydro | TRUE
58258 | Natural Gas Fired Combustion Turbine | GT | 4.2 | Y | Commercial CHP | NG | natural gas peaker | FALSE
58258 | Natural Gas Fired Combustion Turbine | GT | 4.2 | Y | Commercial CHP | NG | natural gas peaker | FALSE
58259 | Solar Photovoltaic | PV | 5 | N | IPP Non-CHP | SUN | solar PV | TRUE
58261 | Solar Photovoltaic | PV | 1 | N | IPP Non-CHP | SUN | solar PV | TRUE
58262 | Solar Photovoltaic | PV | 14.8 | N | IPP Non-CHP | SUN | solar PV | TRUE
58263 | Landfill Gas | GT | 4.4 | Y | Electric Utility | LFG | biomass | TRUE
58263 | Landfill Gas | ST | 4 | Y | Electric Utility | LFG | biomass | TRUE
58264 | Landfill Gas | FC | 4.8 | N | Commercial Non-CHP | LFG | biomass | FALSE
58264 | Landfill Gas | FC | 5.2 | N | Commercial Non-CHP | LFG | biomass | FALSE
58265 | Petroleum Liquids | IC | 0.2 | N | Commercial CHP | DFO | petroleum | FALSE
58265 | Petroleum Liquids | IC | 0.8 | N | Commercial CHP | DFO | petroleum | FALSE
58265 | Petroleum Liquids | IC | 0.2 | N | Commercial CHP | DFO | petroleum | FALSE
58265 | Petroleum Liquids | IC | 0.5 | N | Commercial CHP | DFO | petroleum | FALSE
58265 | Petroleum Liquids | IC | 2.1 | N | Commercial CHP | DFO | petroleum | FALSE
58265 | Petroleum Liquids | IC | 2.1 | N | Commercial CHP | DFO | petroleum | FALSE
58265 | Natural Gas Fired Combustion Turbine | GT | 3 | Y | Commercial CHP | NG | natural gas peaker | FALSE
58265 | Petroleum Liquids | IC | 2 | N | Commercial CHP | DFO | petroleum | FALSE
58265 | Petroleum Liquids | IC | 2 | N | Commercial CHP | DFO | petroleum | FALSE
58265 | Petroleum Liquids | IC | 2 | N | Commercial CHP | DFO | petroleum | FALSE
58265 | Natural Gas Fired Combustion Turbine | GT | 1 | Y | Commercial CHP | NG | natural gas peaker | FALSE
58266 | Natural Gas Internal Combustion Engine | IC | 18.7 | N | Electric Utility | NG | natural gas peaker | TRUE
58266 | Natural Gas Internal Combustion Engine | IC | 18.7 | N | Electric Utility | NG | natural gas peaker | TRUE
58266 | Natural Gas Internal Combustion Engine | IC | 18.7 | N | Electric Utility | NG | natural gas peaker | TRUE
58266 | Natural Gas Internal Combustion Engine | IC | 18.7 | N | Electric Utility | NG | natural gas peaker | TRUE
58266 | Natural Gas Internal Combustion Engine | IC | 18.7 | N | Electric Utility | NG | natural gas peaker | TRUE
58266 | Natural Gas Internal Combustion Engine | IC | 18.7 | N | Electric Utility | NG | natural gas peaker | TRUE
58266 | Natural Gas Internal Combustion Engine | IC | 18.7 | N | Electric Utility | NG | natural gas peaker | TRUE
58266 | Natural Gas Internal Combustion Engine | IC | 18.7 | N | Electric Utility | NG | natural gas peaker | TRUE
58266 | Natural Gas Internal Combustion Engine | IC | 18.7 | N | Electric Utility | NG | natural gas peaker | TRUE
58266 | Natural Gas Internal Combustion Engine | IC | 18.7 | N | Electric Utility | NG | natural gas peaker | TRUE
58266 | Natural Gas Internal Combustion Engine | IC | 18.7 | N | Electric Utility | NG | natural gas peaker | TRUE
58266 | Natural Gas Internal Combustion Engine | IC | 18.7 | N | Electric Utility | NG | natural gas peaker | TRUE
58268 | Landfill Gas | IC | 1 | N | Commercial Non-CHP | LFG | biomass | FALSE
58269 | Petroleum Liquids | IC | 2 | N | Electric Utility | DFO | petroleum | TRUE
58269 | Natural Gas Internal Combustion Engine | IC | 2 | N | Electric Utility | NG | natural gas peaker | TRUE
58269 | Natural Gas Internal Combustion Engine | IC | 2 | N | Electric Utility | NG | natural gas peaker | TRUE
58269 | Natural Gas Internal Combustion Engine | IC | 2 | N | Electric Utility | NG | natural gas peaker | TRUE
58269 | Natural Gas Internal Combustion Engine | IC | 2 | N | Electric Utility | NG | natural gas peaker | TRUE
58269 | Natural Gas Internal Combustion Engine | IC | 2 | N | Electric Utility | NG | natural gas peaker | TRUE
58270 | Solar Photovoltaic | PV | 4.7 | N | IPP Non-CHP | SUN | solar PV | TRUE
58271 | Solar Photovoltaic | PV | 1 | N | IPP Non-CHP | SUN | solar PV | TRUE
58272 | Solar Photovoltaic | PV | 1.9 | N | IPP Non-CHP | SUN | solar PV | TRUE
58273 | Solar Photovoltaic | PV | 4.9 | N | IPP Non-CHP | SUN | solar PV | TRUE
58274 | Solar Photovoltaic | PV | 4.9 | N | IPP Non-CHP | SUN | solar PV | TRUE
58275 | Solar Photovoltaic | PV | 4 | N | IPP Non-CHP | SUN | solar PV | TRUE
58276 | Solar Photovoltaic | PV | 5 | N | IPP Non-CHP | SUN | solar PV | TRUE
58277 | Conventional Hydroelectric | HY | 1.3 | N | Industrial Non-CHP | WAT | hydro | FALSE
58278 | Petroleum Liquids | IC | 0.3 | N | Electric Utility | DFO | petroleum | TRUE
58278 | Natural Gas Fired Combustion Turbine | GT | 4.5 | N | Electric Utility | NG | natural gas peaker | TRUE
58278 | Natural Gas Fired Combustion Turbine | GT | 4.5 | N | Electric Utility | NG | natural gas peaker | TRUE
58278 | Natural Gas Fired Combustion Turbine | GT | 4.5 | N | Electric Utility | NG | natural gas peaker | TRUE
58278 | Natural Gas Fired Combustion Turbine | GT | 4.5 | N | Electric Utility | NG | natural gas peaker | TRUE
58279 | Solar Photovoltaic | PV | 5 | N | IPP Non-CHP | SUN | solar PV | TRUE
58280 | Solar Photovoltaic | PV | 3 | N | IPP Non-CHP | SUN | solar PV | TRUE
58282 | Solar Photovoltaic | PV | 6 | N | IPP Non-CHP | SUN | solar PV | TRUE
58283 | Solar Photovoltaic | PV | 5 | N | IPP Non-CHP | SUN | solar PV | TRUE
58284 | Natural Gas Fired Combustion Turbine | GT | 41 | N | Electric Utility | NG | natural gas peaker | TRUE
58289 | Solar Photovoltaic | PV | 1.5 | N | IPP Non-CHP | SUN | solar PV | TRUE
58290 | Solar Photovoltaic | PV | 1.5 | N | IPP Non-CHP | SUN | solar PV | TRUE
58292 | Solar Photovoltaic | PV | 1.1 | N | IPP Non-CHP | SUN | solar PV | TRUE
58293 | Solar Photovoltaic | PV | 1.3 | N | IPP Non-CHP | SUN | solar PV | TRUE
58295 | Landfill Gas | IC | 1.6 | N | IPP Non-CHP | LFG | biomass | TRUE
58295 | Landfill Gas | IC | 1.6 | N | IPP Non-CHP | LFG | biomass | TRUE
58296 | Other Natural Gas | FC | 1 | N | IPP Non-CHP | NG | other | TRUE
58297 | Other Natural Gas | FC | 1 | N | IPP Non-CHP | NG | other | TRUE
58298 | Other Natural Gas | FC | 1 | N | IPP Non-CHP | NG | other | TRUE
58299 | Other Natural Gas | FC | 1 | N | IPP Non-CHP | NG | other | TRUE
58300 | Other Natural Gas | FC | 1 | N | IPP Non-CHP | NG | other | TRUE
58301 | Other Natural Gas | FC | 1 | N | IPP Non-CHP | NG | other | TRUE
58302 | Other Natural Gas | FC | 1 | N | IPP Non-CHP | NG | other | TRUE
58303 | Other Natural Gas | FC | 1 | N | IPP Non-CHP | NG | other | TRUE
58304 | Solar Photovoltaic | PV | 1.5 | N | IPP Non-CHP | SUN | solar PV | TRUE
58304 | Solar Photovoltaic | PV | 1.5 | N | IPP Non-CHP | SUN | solar PV | TRUE
58304 | Solar Photovoltaic | PV | 0.7 | N | IPP Non-CHP | SUN | solar PV | TRUE
58305 | Solar Photovoltaic | PV | 1 | N | IPP Non-CHP | SUN | solar PV | TRUE
58306 | Solar Photovoltaic | PV | 1 | N | IPP Non-CHP | SUN | solar PV | TRUE
58306 | Solar Photovoltaic | PV | 1 | N | IPP Non-CHP | SUN | solar PV | TRUE
58306 | Solar Photovoltaic | PV | 1.5 | N | IPP Non-CHP | SUN | solar PV | TRUE
58307 | Solar Photovoltaic | PV | 1.5 | N | IPP Non-CHP | SUN | solar PV | TRUE
58307 | Solar Photovoltaic | PV | 0.5 | N | IPP Non-CHP | SUN | solar PV | TRUE
58307 | Solar Photovoltaic | PV | 1.5 | N | IPP Non-CHP | SUN | solar PV | TRUE
58308 | Solar Photovoltaic | PV | 1.5 | N | IPP Non-CHP | SUN | solar PV | TRUE
58308 | Solar Photovoltaic | PV | 1.5 | N | IPP Non-CHP | SUN | solar PV | TRUE
58308 | Solar Photovoltaic | PV | 1 | N | IPP Non-CHP | SUN | solar PV | TRUE
58309 | Solar Photovoltaic | PV | 1 | N | IPP Non-CHP | SUN | solar PV | TRUE
58309 | Solar Photovoltaic | PV | 1 | N | IPP Non-CHP | SUN | solar PV | TRUE
58309 | Solar Photovoltaic | PV | 1.5 | N | IPP Non-CHP | SUN | solar PV | TRUE
58310 | All Other | ST | 28 | N | Industrial Non-CHP | WH | other | FALSE
58311 | Solar Photovoltaic | PV | 5 | N | IPP Non-CHP | SUN | solar PV | TRUE
58312 | Solar Photovoltaic | PV | 4 | N | IPP Non-CHP | SUN | solar PV | TRUE
58313 | Solar Photovoltaic | PV | 5 | N | IPP Non-CHP | SUN | solar PV | TRUE
58314 | Solar Photovoltaic | PV | 4 | N | IPP Non-CHP | SUN | solar PV | TRUE
58315 | Solar Photovoltaic | PV | 5 | N | IPP Non-CHP | SUN | solar PV | TRUE
58316 | Solar Photovoltaic | PV | 5 | N | IPP Non-CHP | SUN | solar PV | TRUE
58317 | Solar Photovoltaic | PV | 5 | N | IPP Non-CHP | SUN | solar PV | TRUE
58318 | Solar Photovoltaic | PV | 1 | N | IPP Non-CHP | SUN | solar PV | TRUE
58319 | Geothermal | BT | 10 | N | IPP Non-CHP | GEO | geothermal | TRUE
58319 | Geothermal | BT | 10 | N | IPP Non-CHP | GEO | geothermal | TRUE
58319 | Geothermal | BT | 10 | N | IPP Non-CHP | GEO | geothermal | TRUE
58320 | Landfill Gas | IC | 1.5 | N | IPP Non-CHP | LFG | biomass | TRUE
58321 | Onshore Wind Turbine | WT | 150 | N | IPP Non-CHP | WND | onshore wind | TRUE
58322 | Onshore Wind Turbine | WT | 206.5 | N | IPP Non-CHP | WND | onshore wind | TRUE
58323 | Solar Photovoltaic | PV | 5 | N | IPP Non-CHP | SUN | solar PV | TRUE
58324 | Onshore Wind Turbine | WT | 98.9 | N | IPP Non-CHP | WND | onshore wind | TRUE
58325 | Natural Gas Fired Combustion Turbine | GT | 122 | N | Electric Utility | NG | natural gas peaker | TRUE
58326 | Other Waste Biomass | IC | 1.4 | N | Commercial Non-CHP | OBG | biomass | FALSE
58326 | Other Waste Biomass | IC | 1.4 | N | Commercial Non-CHP | OBG | biomass | FALSE
58326 | Other Waste Biomass | IC | 1.4 | N | Commercial Non-CHP | OBG | biomass | FALSE
58326 | Other Waste Biomass | IC | 1.4 | N | Commercial Non-CHP | OBG | biomass | FALSE
58327 | Natural Gas Internal Combustion Engine | IC | 1.5 | Y | Commercial CHP | NG | natural gas peaker | FALSE
58327 | Natural Gas Internal Combustion Engine | IC | 1.2 | Y | Commercial CHP | NG | natural gas peaker | FALSE
58327 | Natural Gas Internal Combustion Engine | IC | 1.2 | Y | Commercial CHP | NG | natural gas peaker | FALSE
58327 | Natural Gas Internal Combustion Engine | IC | 1.9 | Y | Commercial CHP | NG | natural gas peaker | FALSE
58328 | Natural Gas Fired Combustion Turbine | GT | 5.2 | Y | Commercial CHP | NG | natural gas peaker | FALSE
58328 | Natural Gas Fired Combustion Turbine | GT | 7.1 | Y | Commercial CHP | NG | natural gas peaker | FALSE
58329 | Solar Photovoltaic | PV | 2.8 | N | IPP Non-CHP | SUN | solar PV | TRUE
58330 | Natural Gas Steam Turbine | ST | 0.2 | Y | Industrial CHP | NG | natural gas peaker | FALSE
58332 | Solar Photovoltaic | PV | 5 | N | IPP Non-CHP | SUN | solar PV | TRUE
58333 | Solar Photovoltaic | PV | 5 | N | IPP Non-CHP | SUN | solar PV | TRUE
58334 | Solar Photovoltaic | PV | 5 | N | IPP Non-CHP | SUN | solar PV | TRUE
58335 | Solar Photovoltaic | PV | 5 | N | IPP Non-CHP | SUN | solar PV | TRUE
58336 | Solar Photovoltaic | PV | 5 | N | IPP Non-CHP | SUN | solar PV | TRUE
58337 | Solar Photovoltaic | PV | 5 | N | IPP Non-CHP | SUN | solar PV | TRUE
58338 | Solar Photovoltaic | PV | 5 | N | IPP Non-CHP | SUN | solar PV | TRUE
58339 | Solar Photovoltaic | PV | 5 | N | IPP Non-CHP | SUN | solar PV | TRUE
58340 | Solar Photovoltaic | PV | 5 | N | IPP Non-CHP | SUN | solar PV | TRUE
58341 | Solar Photovoltaic | PV | 5 | N | IPP Non-CHP | SUN | solar PV | TRUE
58342 | Solar Photovoltaic | PV | 5 | N | IPP Non-CHP | SUN | solar PV | TRUE
58343 | Solar Photovoltaic | PV | 5 | N | IPP Non-CHP | SUN | solar PV | TRUE
58344 | Solar Photovoltaic | PV | 5 | N | IPP Non-CHP | SUN | solar PV | TRUE
58345 | Solar Photovoltaic | PV | 5 | N | IPP Non-CHP | SUN | solar PV | TRUE
58346 | Solar Photovoltaic | PV | 5 | N | IPP Non-CHP | SUN | solar PV | TRUE
58347 | Solar Photovoltaic | PV | 5 | N | IPP Non-CHP | SUN | solar PV | TRUE
58348 | Solar Photovoltaic | PV | 5 | N | IPP Non-CHP | SUN | solar PV | TRUE
58349 | Solar Photovoltaic | PV | 5 | N | IPP Non-CHP | SUN | solar PV | TRUE
58350 | Solar Photovoltaic | PV | 5 | N | IPP Non-CHP | SUN | solar PV | TRUE
58351 | Onshore Wind Turbine | WT | 120 | N | IPP Non-CHP | WND | onshore wind | TRUE
58352 | Wood/Wood Waste Biomass | ST | 20 | Y | Industrial CHP | WDS | biomass | FALSE
58354 | Solar Photovoltaic | PV | 1.5 | N | IPP Non-CHP | SUN | solar PV | TRUE
58355 | Solar Photovoltaic | PV | 1.5 | N | IPP Non-CHP | SUN | solar PV | TRUE
58356 | Solar Photovoltaic | PV | 5.2 | N | IPP Non-CHP | SUN | solar PV | TRUE
58357 | Solar Photovoltaic | PV | 4.2 | N | Commercial Non-CHP | SUN | solar PV | FALSE
58358 | Solar Photovoltaic | PV | 4.1 | N | Commercial Non-CHP | SUN | solar PV | FALSE
58359 | Solar Photovoltaic | PV | 2.3 | N | Commercial Non-CHP | SUN | solar PV | FALSE
58360 | Solar Photovoltaic | PV | 2.2 | N | Commercial Non-CHP | SUN | solar PV | FALSE
58361 | Solar Photovoltaic | PV | 3 | N | Commercial Non-CHP | SUN | solar PV | FALSE
58362 | Solar Photovoltaic | PV | 3.5 | N | IPP Non-CHP | SUN | solar PV | TRUE
58363 | Onshore Wind Turbine | WT | 79.6 | N | IPP Non-CHP | WND | onshore wind | TRUE
58365 | Other Natural Gas | FC | 0.4 | N | Commercial Non-CHP | NG | other | FALSE
58366 | Solar Photovoltaic | PV | 20.2 | N | IPP Non-CHP | SUN | solar PV | TRUE
58370 | Solar Photovoltaic | PV | 1 | N | IPP Non-CHP | SUN | solar PV | TRUE
58371 | Solar Photovoltaic | PV | 2.5 | N | IPP Non-CHP | SUN | solar PV | TRUE
58372 | Onshore Wind Turbine | WT | 135.4 | N | IPP Non-CHP | WND | onshore wind | TRUE
58373 | Solar Photovoltaic | PV | 20 | N | IPP Non-CHP | SUN | solar PV | TRUE
58374 | Solar Photovoltaic | PV | 20 | N | IPP Non-CHP | SUN | solar PV | TRUE
58375 | Natural Gas Internal Combustion Engine | IC | 0.8 | N | Commercial Non-CHP | NG | natural gas peaker | FALSE
58375 | Natural Gas Internal Combustion Engine | IC | 0.8 | N | Commercial Non-CHP | NG | natural gas peaker | FALSE
58375 | Natural Gas Internal Combustion Engine | IC | 0.8 | N | Commercial Non-CHP | NG | natural gas peaker | FALSE
58375 | Natural Gas Internal Combustion Engine | IC | 0.8 | N | Commercial Non-CHP | NG | natural gas peaker | FALSE
58375 | Natural Gas Internal Combustion Engine | IC | 0.4 | N | Commercial Non-CHP | NG | natural gas peaker | FALSE
58376 | Solar Photovoltaic | PV | 1.5 | N | IPP Non-CHP | SUN | solar PV | TRUE
58377 | Landfill Gas | IC | 1.6 | N | IPP Non-CHP | LFG | biomass | TRUE
58377 | Landfill Gas | IC | 1.6 | N | IPP Non-CHP | LFG | biomass | TRUE
58377 | Landfill Gas | IC | 1.6 | N | IPP Non-CHP | LFG | biomass | TRUE
58378 | Natural Gas Fired Combustion Turbine | GT | 74 | N | IPP Non-CHP | NG | natural gas peaker | TRUE
58379 | Landfill Gas | IC | 1.5 | N | IPP Non-CHP | LFG | biomass | TRUE
58380 | Landfill Gas | IC | 1.4 | N | Commercial Non-CHP | LFG | biomass | FALSE
58380 | Landfill Gas | IC | 1.4 | N | Commercial Non-CHP | LFG | biomass | FALSE
58380 | Landfill Gas | IC | 1.4 | N | Commercial Non-CHP | LFG | biomass | FALSE
58380 | Landfill Gas | IC | 1.4 | N | Commercial Non-CHP | LFG | biomass | FALSE
58380 | Landfill Gas | IC | 1.4 | N | Commercial Non-CHP | LFG | biomass | FALSE
58381 | Solar Photovoltaic | PV | 1.7 | N | Electric Utility | SUN | solar PV | TRUE
58382 | Other Waste Biomass | IC | 1.6 | Y | IPP CHP | OBG | biomass | FALSE
58382 | Other Waste Biomass | IC | 1.6 | Y | IPP CHP | OBG | biomass | FALSE
58382 | Other Waste Biomass | IC | 1.6 | Y | IPP CHP | OBG | biomass | FALSE
58383 | Solar Photovoltaic | PV | 14 | N | Electric Utility | SUN | solar PV | TRUE
58384 | Conventional Hydroelectric | HY | 1.1 | N | IPP Non-CHP | WAT | hydro | TRUE
58385 | Solar Photovoltaic | PV | 1.9 | N | IPP Non-CHP | SUN | solar PV | TRUE
58386 | Solar Photovoltaic | PV | 1.8 | N | IPP Non-CHP | SUN | solar PV | TRUE
58387 | Solar Photovoltaic | PV | 2 | N | IPP Non-CHP | SUN | solar PV | TRUE
58388 | Solar Photovoltaic | PV | 38 | N | IPP Non-CHP | SUN | solar PV | TRUE
58388 | Solar Photovoltaic | PV | 52.6 | N | IPP Non-CHP | SUN | solar PV | TRUE
58388 | Solar Photovoltaic | PV | 52.6 | N | IPP Non-CHP | SUN | solar PV | TRUE
58388 | Solar Photovoltaic | PV | 57 | N | IPP Non-CHP | SUN | solar PV | TRUE
58388 | Solar Photovoltaic | PV | 32.2 | N | IPP Non-CHP | SUN | solar PV | TRUE
58388 | Solar Photovoltaic | PV | 14.6 | N | IPP Non-CHP | SUN | solar PV | TRUE
58388 | Solar Photovoltaic | PV | 62.9 | N | IPP Non-CHP | SUN | solar PV | TRUE
58389 | Solar Photovoltaic | PV | 19 | N | IPP Non-CHP | SUN | solar PV | TRUE
58389 | Solar Photovoltaic | PV | 59 | N | IPP Non-CHP | SUN | solar PV | TRUE
58389 | Solar Photovoltaic | PV | 55 | N | IPP Non-CHP | SUN | solar PV | TRUE
58389 | Solar Photovoltaic | PV | 47 | N | IPP Non-CHP | SUN | solar PV | TRUE
58389 | Solar Photovoltaic | PV | 43 | N | IPP Non-CHP | SUN | solar PV | TRUE
58389 | Solar Photovoltaic | PV | 52 | N | IPP Non-CHP | SUN | solar PV | TRUE
58390 | Conventional Hydroelectric | HY | 2.2 | N | IPP Non-CHP | WAT | hydro | TRUE
58390 | Conventional Hydroelectric | HY | 2.2 | N | IPP Non-CHP | WAT | hydro | TRUE
58391 | Solar Photovoltaic | PV | 10 | N | IPP Non-CHP | SUN | solar PV | TRUE
58392 | Conventional Hydroelectric | HY | 2 | N | IPP Non-CHP | WAT | hydro | TRUE
58394 | Onshore Wind Turbine | WT | 138 | N | IPP Non-CHP | WND | onshore wind | TRUE
58395 | Onshore Wind Turbine | WT | 90 | N | IPP Non-CHP | WND | onshore wind | TRUE
58397 | Landfill Gas | IC | 1.4 | N | IPP Non-CHP | LFG | biomass | TRUE
58398 | Solar Photovoltaic | PV | 10 | N | IPP Non-CHP | SUN | solar PV | TRUE
58399 | Other Waste Biomass | IC | 1.2 | N | Commercial Non-CHP | OBG | biomass | FALSE
58400 | Natural Gas Fired Combustion Turbine | GT | 4.7 | N | Commercial Non-CHP | NG | natural gas peaker | FALSE
58400 | Natural Gas Fired Combustion Turbine | GT | 2.5 | N | Commercial Non-CHP | NG | natural gas peaker | FALSE
58401 | Solar Photovoltaic | PV | 7.9 | N | IPP Non-CHP | SUN | solar PV | TRUE
58402 | Solar Photovoltaic | PV | 1.5 | N | IPP Non-CHP | SUN | solar PV | TRUE
58403 | Solar Photovoltaic | PV | 3 | N | IPP Non-CHP | SUN | solar PV | TRUE
58404 | Onshore Wind Turbine | WT | 11.5 | N | Commercial Non-CHP | WND | onshore wind | FALSE
58405 | Batteries | BA |  | N | Electric Utility | MWH | other | TRUE
58407 | Onshore Wind Turbine | WT | 1.6 | N | IPP Non-CHP | WND | onshore wind | TRUE
58408 | Solar Photovoltaic | PV | 20.9 | N | IPP Non-CHP | SUN | solar PV | TRUE
58410 | Solar Photovoltaic | PV | 3 | N | IPP Non-CHP | SUN | solar PV | TRUE
58411 | Solar Photovoltaic | PV | 2 | N | IPP Non-CHP | SUN | solar PV | TRUE
58412 | Solar Photovoltaic | PV | 1 | N | IPP Non-CHP | SUN | solar PV | TRUE
58414 | Onshore Wind Turbine | WT | 1.5 | N | Electric Utility | WND | onshore wind | TRUE
58416 | Onshore Wind Turbine | WT | 200 | N | IPP Non-CHP | WND | onshore wind | TRUE
58417 | Solar Photovoltaic | PV | 10 | N | IPP Non-CHP | SUN | solar PV | TRUE
58418 | Solar Photovoltaic | PV | 5 | N | IPP Non-CHP | SUN | solar PV | TRUE
58419 | Solar Photovoltaic | PV | 5 | N | IPP Non-CHP | SUN | solar PV | TRUE
58421 | Landfill Gas | IC | 1 | N | IPP Non-CHP | LFG | biomass | TRUE
58421 | Landfill Gas | IC | 1.4 | N | IPP Non-CHP | LFG | biomass | TRUE
58422 | Other Natural Gas | FC | 0.3 | Y | Commercial CHP | NG | other | FALSE
58422 | Other Natural Gas | FC | 0.3 | Y | Commercial CHP | NG | other | FALSE
58422 | Other Natural Gas | FC | 0.3 | Y | Commercial CHP | NG | other | FALSE
58422 | Other Natural Gas | FC | 0.3 | Y | Commercial CHP | NG | other | FALSE
58422 | Solar Photovoltaic | PV | 0.2 | N | Commercial CHP | SUN | solar PV | FALSE
58422 | Natural Gas Fired Combustion Turbine | GT | 0.2 | Y | Commercial CHP | NG | natural gas peaker | FALSE
58422 | Solar Photovoltaic | PV | 0.1 | N | Commercial CHP | SUN | solar PV | FALSE
58423 | Solar Photovoltaic | PV | 3 | N | IPP Non-CHP | SUN | solar PV | TRUE
58424 | Onshore Wind Turbine | WT | 9 | N | IPP Non-CHP | WND | onshore wind | TRUE
58425 | Onshore Wind Turbine | WT | 18 | N | IPP Non-CHP | WND | onshore wind | TRUE
58427 | Natural Gas Fired Combined Cycle | CT | 31 | N | Electric Utility | NG | natural gas nonpeaker | TRUE
58427 | Natural Gas Fired Combined Cycle | CT | 31 | N | Electric Utility | NG | natural gas nonpeaker | TRUE
58427 | Natural Gas Fired Combined Cycle | CA | 12.9 | Y | Electric Utility | NG | natural gas nonpeaker | TRUE
58428 | Natural Gas Fired Combustion Turbine | GT | 19.6 | Y | Commercial CHP | NG | natural gas peaker | FALSE
58429 | Landfill Gas | GT | 4 | N | IPP Non-CHP | LFG | biomass | TRUE
58429 | Landfill Gas | GT | 4 | N | IPP Non-CHP | LFG | biomass | TRUE
58429 | Landfill Gas | GT | 4 | N | IPP Non-CHP | LFG | biomass | TRUE
58429 | Landfill Gas | GT | 4 | N | IPP Non-CHP | LFG | biomass | TRUE
58429 | Landfill Gas | GT | 4 | N | IPP Non-CHP | LFG | biomass | TRUE
58430 | Solar Photovoltaic | PV | 33.4 | N | IPP Non-CHP | SUN | solar PV | TRUE
58430 | Solar Photovoltaic | PV | 25.6 | N | IPP Non-CHP | SUN | solar PV | TRUE
58430 | Solar Photovoltaic | PV | 33.4 | N | IPP Non-CHP | SUN | solar PV | TRUE
58430 | Solar Photovoltaic | PV | 33.4 | N | IPP Non-CHP | SUN | solar PV | TRUE
58430 | Solar Photovoltaic | PV | 18.6 | N | IPP Non-CHP | SUN | solar PV | TRUE
58430 | Solar Photovoltaic | PV | 25.6 | N | IPP Non-CHP | SUN | solar PV | TRUE
58431 | Solar Photovoltaic | PV | 4.2 | N | IPP Non-CHP | SUN | solar PV | TRUE
58432 | Natural Gas Internal Combustion Engine | IC | 4.4 | Y | IPP CHP | NG | natural gas peaker | FALSE
58432 | Natural Gas Internal Combustion Engine | IC | 4.4 | Y | IPP CHP | NG | natural gas peaker | FALSE
58432 | Natural Gas Internal Combustion Engine | IC | 4.4 | Y | IPP CHP | NG | natural gas peaker | FALSE
58433 | Other Natural Gas | FC | 5.8 | N | IPP Non-CHP | NG | other | TRUE
58433 | Other Natural Gas | FC | 6.4 | N | IPP Non-CHP | NG | other | TRUE
58433 | Other Natural Gas | FC | 3.7 | N | IPP Non-CHP | NG | other | TRUE
58433 | Other Natural Gas | FC | 3.7 | N | IPP Non-CHP | NG | other | TRUE
58433 | Other Natural Gas | FC | 3.7 | N | IPP Non-CHP | NG | other | TRUE
58433 | Other Natural Gas | FC | 3.7 | N | IPP Non-CHP | NG | other | TRUE
58435 | Landfill Gas | IC | 2.1 | N | IPP Non-CHP | LFG | biomass | TRUE
58435 | Landfill Gas | IC | 2.1 | N | IPP Non-CHP | LFG | biomass | TRUE
58436 | Landfill Gas | IC | 2.1 | N | IPP Non-CHP | LFG | biomass | TRUE
58436 | Landfill Gas | IC | 2.1 | N | IPP Non-CHP | LFG | biomass | TRUE
58437 | Landfill Gas | IC | 2.1 | N | IPP Non-CHP | LFG | biomass | TRUE
58437 | Landfill Gas | IC | 2.1 | N | IPP Non-CHP | LFG | biomass | TRUE
58438 | Conventional Hydroelectric | HY | 2 | N | Electric Utility | WAT | hydro | TRUE
58438 | Conventional Hydroelectric | HY | 2 | N | Electric Utility | WAT | hydro | TRUE
58439 | Other Waste Biomass | IC | 1 | N | Industrial Non-CHP | OBG | biomass | FALSE
58440 | Other Natural Gas | FC | 0.4 | N | Commercial Non-CHP | NG | other | FALSE
58440 | Other Natural Gas | FC | 0.4 | N | Commercial Non-CHP | NG | other | FALSE
58440 | Other Natural Gas | FC | 0.4 | N | Commercial Non-CHP | NG | other | FALSE
58440 | Other Natural Gas | FC | 0.4 | N | Commercial Non-CHP | NG | other | FALSE
58440 | Other Natural Gas | FC | 0.4 | N | Commercial Non-CHP | NG | other | FALSE
58440 | Other Natural Gas | FC | 0.4 | N | Commercial Non-CHP | NG | other | FALSE
58441 | Onshore Wind Turbine | WT | 4.3 | N | IPP Non-CHP | WND | onshore wind | TRUE
58442 | Natural Gas Fired Combustion Turbine | GT | 7.2 | Y | IPP CHP | NG | natural gas peaker | FALSE
58443 | Solar Photovoltaic | PV | 1 | N | IPP Non-CHP | SUN | solar PV | TRUE
58444 | Onshore Wind Turbine | WT | 8 | N | IPP Non-CHP | WND | onshore wind | TRUE
58445 | Solar Photovoltaic | PV | 1 | N | IPP Non-CHP | SUN | solar PV | TRUE
58445 | Solar Photovoltaic | PV | 1 | N | IPP Non-CHP | SUN | solar PV | TRUE
58446 | Solar Photovoltaic | PV | 1.5 | N | IPP Non-CHP | SUN | solar PV | TRUE
58447 | Solar Photovoltaic | PV | 1.5 | N | IPP Non-CHP | SUN | solar PV | TRUE
58447 | Solar Photovoltaic | PV | 1.5 | N | IPP Non-CHP | SUN | solar PV | TRUE
58447 | Solar Photovoltaic | PV | 1 | N | IPP Non-CHP | SUN | solar PV | TRUE
58448 | Solar Photovoltaic | PV | 1 | N | IPP Non-CHP | SUN | solar PV | TRUE
58449 | Solar Photovoltaic | PV | 1.5 | N | IPP Non-CHP | SUN | solar PV | TRUE
58449 | Solar Photovoltaic | PV | 1.5 | N | IPP Non-CHP | SUN | solar PV | TRUE
58449 | Solar Photovoltaic | PV | 1 | N | IPP Non-CHP | SUN | solar PV | TRUE
58450 | Solar Photovoltaic | PV | 1.5 | N | IPP Non-CHP | SUN | solar PV | TRUE
58451 | Solar Photovoltaic | PV | 1.5 | N | IPP Non-CHP | SUN | solar PV | TRUE
58452 | Solar Photovoltaic | PV | 1.5 | N | IPP Non-CHP | SUN | solar PV | TRUE
58453 | Solar Photovoltaic | PV | 4 | N | IPP Non-CHP | SUN | solar PV | TRUE
58454 | Solar Photovoltaic | PV | 1.5 | N | IPP Non-CHP | SUN | solar PV | TRUE
58454 | Solar Photovoltaic | PV | 0.5 | N | IPP Non-CHP | SUN | solar PV | TRUE
58455 | Conventional Hydroelectric | HY | 1 | N | IPP Non-CHP | WAT | hydro | TRUE
58455 | Conventional Hydroelectric | HY | 1 | N | IPP Non-CHP | WAT | hydro | TRUE
58455 | Conventional Hydroelectric | HY | 1 | N | IPP Non-CHP | WAT | hydro | TRUE
58456 | Onshore Wind Turbine | WT | 1.6 | N | IPP Non-CHP | WND | onshore wind | TRUE
58457 | Onshore Wind Turbine | WT | 1.6 | N | IPP Non-CHP | WND | onshore wind | TRUE
58458 | Onshore Wind Turbine | WT | 1.6 | N | Electric Utility | WND | onshore wind | TRUE
58459 | Onshore Wind Turbine | WT | 1.6 | N | IPP Non-CHP | WND | onshore wind | TRUE
58460 | Onshore Wind Turbine | WT | 1.6 | N | IPP Non-CHP | WND | onshore wind | TRUE
58461 | Onshore Wind Turbine | WT | 1.6 | N | IPP Non-CHP | WND | onshore wind | TRUE
58462 | Solar Photovoltaic | PV | 31.4 | N | IPP Non-CHP | SUN | solar PV | TRUE
58462 | Solar Photovoltaic | PV | 31.4 | N | IPP Non-CHP | SUN | solar PV | TRUE
58462 | Solar Photovoltaic | PV | 26.9 | N | IPP Non-CHP | SUN | solar PV | TRUE
58462 | Solar Photovoltaic | PV | 36.5 | N | IPP Non-CHP | SUN | solar PV | TRUE
58463 | Solar Photovoltaic | PV | 5.5 | N | Electric Utility | SUN | solar PV | TRUE
58464 | Onshore Wind Turbine | WT | 9.9 | N | IPP Non-CHP | WND | onshore wind | TRUE
58465 | Onshore Wind Turbine | WT | 9.9 | N | IPP Non-CHP | WND | onshore wind | TRUE
58466 | Solar Photovoltaic | PV | 4 | N | IPP Non-CHP | SUN | solar PV | TRUE
58467 | Solar Photovoltaic | PV | 139 | N | IPP Non-CHP | SUN | solar PV | TRUE
58470 | Conventional Hydroelectric | HY | 1.1 | N | IPP Non-CHP | WAT | hydro | TRUE
58471 | Natural Gas Fired Combustion Turbine | GT | 163.3 | N | IPP Non-CHP | NG | natural gas peaker | TRUE
58471 | Natural Gas Fired Combustion Turbine | GT | 163.3 | N | IPP Non-CHP | NG | natural gas peaker | TRUE
58472 | Wood/Wood Waste Biomass | ST | 17.8 | N | IPP Non-CHP | WDS | biomass | TRUE
58473 | Solar Photovoltaic | PV | 3.9 | N | Electric Utility | SUN | solar PV | TRUE
58474 | Onshore Wind Turbine | WT | 249.8 | N | IPP Non-CHP | WND | onshore wind | TRUE
58475 | Batteries | BA | 4 | N | IPP Non-CHP | MWH | other | TRUE
58476 | Landfill Gas | GT | 4.6 | Y | Industrial CHP | LFG | biomass | FALSE
58476 | Landfill Gas | GT | 4.6 | Y | Industrial CHP | LFG | biomass | FALSE
58477 | Solar Photovoltaic | PV | 3.3 | N | IPP Non-CHP | SUN | solar PV | TRUE
58479 | Solar Photovoltaic | PV | 1.4 | N | IPP Non-CHP | SUN | solar PV | TRUE
58480 | Solar Photovoltaic | PV | 5 | N | IPP Non-CHP | SUN | solar PV | TRUE
58481 | Solar Photovoltaic | PV | 1 | N | Commercial Non-CHP | SUN | solar PV | FALSE
58482 | Solar Photovoltaic | PV | 7.7 | N | IPP Non-CHP | SUN | solar PV | TRUE
58483 | Solar Photovoltaic | PV | 16 | N | IPP Non-CHP | SUN | solar PV | TRUE
58484 | Landfill Gas | IC | 2.2 | N | Industrial Non-CHP | LFG | biomass | FALSE
58484 | Landfill Gas | IC | 2.2 | N | Industrial Non-CHP | LFG | biomass | FALSE
58484 | Landfill Gas | IC | 2.2 | N | Industrial Non-CHP | LFG | biomass | FALSE
58485 | Solar Photovoltaic | PV | 1 | N | IPP Non-CHP | SUN | solar PV | TRUE
58486 | Solar Photovoltaic | PV | 20 | N | IPP Non-CHP | SUN | solar PV | TRUE
58487 | Solar Photovoltaic | PV | 2.5 | N | IPP Non-CHP | SUN | solar PV | TRUE
58488 | Solar Photovoltaic | PV | 10 | N | IPP Non-CHP | SUN | solar PV | TRUE
58489 | Solar Photovoltaic | PV | 20 | N | IPP Non-CHP | SUN | solar PV | TRUE
58490 | Solar Photovoltaic | PV | 30.2 | N | IPP Non-CHP | SUN | solar PV | TRUE
58491 | Solar Photovoltaic | PV | 1.2 | N | IPP Non-CHP | SUN | solar PV | TRUE
58492 | Solar Photovoltaic | PV | 3.5 | N | IPP Non-CHP | SUN | solar PV | TRUE
58493 | Solar Photovoltaic | PV | 4 | N | IPP Non-CHP | SUN | solar PV | TRUE
58494 | Solar Photovoltaic | PV | 3.5 | N | IPP Non-CHP | SUN | solar PV | TRUE
58495 | Solar Photovoltaic | PV | 3.5 | N | IPP Non-CHP | SUN | solar PV | TRUE
58496 | Solar Photovoltaic | PV | 1.5 | N | IPP Non-CHP | SUN | solar PV | TRUE
58497 | Landfill Gas | IC | 1.6 | N | IPP Non-CHP | LFG | biomass | TRUE
58497 | Landfill Gas | IC | 1.6 | N | IPP Non-CHP | LFG | biomass | TRUE
58498 | Solar Photovoltaic | PV | 20 | N | IPP Non-CHP | SUN | solar PV | TRUE
58499 | Solar Photovoltaic | PV | 20 | N | IPP Non-CHP | SUN | solar PV | TRUE
58500 | Solar Photovoltaic | PV | 5 | N | IPP Non-CHP | SUN | solar PV | TRUE
58501 | Solar Photovoltaic | PV | 15 | N | IPP Non-CHP | SUN | solar PV | TRUE
58502 | Solar Photovoltaic | PV | 10 | N | IPP Non-CHP | SUN | solar PV | TRUE
58504 | Solar Photovoltaic | PV | 1.2 | N | Commercial Non-CHP | SUN | solar PV | FALSE
58505 | Solar Photovoltaic | PV | 6.4 | N | Commercial Non-CHP | SUN | solar PV | FALSE
58506 | Solar Photovoltaic | PV | 4 | N | IPP Non-CHP | SUN | solar PV | TRUE
58507 | Natural Gas Fired Combustion Turbine | GT | 3.5 | N | Commercial CHP | NG | natural gas peaker | FALSE
58507 | Natural Gas Internal Combustion Engine | IC | 1.2 | Y | Commercial CHP | NG | natural gas peaker | FALSE
58507 | Natural Gas Internal Combustion Engine | IC | 1.2 | Y | Commercial CHP | NG | natural gas peaker | FALSE
58507 | Natural Gas Internal Combustion Engine | IC | 1.2 | Y | Commercial CHP | NG | natural gas peaker | FALSE
58508 | Solar Photovoltaic | PV | 1.5 | N | IPP Non-CHP | SUN | solar PV | TRUE
58509 | Solar Photovoltaic | PV | 1.5 | N | IPP Non-CHP | SUN | solar PV | TRUE
58510 | Solar Photovoltaic | PV | 1 | N | IPP Non-CHP | SUN | solar PV | TRUE
58511 | Onshore Wind Turbine | WT | 0.9 | N | IPP Non-CHP | WND | onshore wind | TRUE
58511 | Onshore Wind Turbine | WT | 0.9 | N | IPP Non-CHP | WND | onshore wind | TRUE
58511 | Onshore Wind Turbine | WT | 0.1 | N | IPP Non-CHP | WND | onshore wind | TRUE
58512 | Solar Photovoltaic | PV | 3.1 | N | IPP Non-CHP | SUN | solar PV | TRUE
58513 | Solar Photovoltaic | PV | 4 | N | IPP Non-CHP | SUN | solar PV | TRUE
58514 | Solar Photovoltaic | PV | 2.2 | N | IPP Non-CHP | SUN | solar PV | TRUE
58515 | Solar Photovoltaic | PV | 0.7 | N | Commercial Non-CHP | SUN | solar PV | FALSE
58515 | Solar Photovoltaic | PV | 0.8 | N | Commercial Non-CHP | SUN | solar PV | FALSE
58516 | Solar Photovoltaic | PV | 1.6 | N | IPP Non-CHP | SUN | solar PV | TRUE
58517 | Solar Photovoltaic | PV | 1.4 | N | IPP Non-CHP | SUN | solar PV | TRUE
58518 | Other Waste Biomass | ST | 0.8 | N | IPP Non-CHP | SLW | biomass | TRUE
58519 | Solar Photovoltaic | PV | 2.8 | N | IPP Non-CHP | SUN | solar PV | TRUE
58520 | Solar Photovoltaic | PV | 8 | N | Electric Utility | SUN | solar PV | TRUE
58521 | Solar Photovoltaic | PV | 8.4 | N | Electric Utility | SUN | solar PV | TRUE
58522 | Solar Photovoltaic | PV | 1 | N | IPP Non-CHP | SUN | solar PV | TRUE
58523 | Wood/Wood Waste Biomass | ST | 3 | N | Industrial Non-CHP | WDS | biomass | FALSE
58524 | Solar Photovoltaic | PV | 1.1 | N | IPP Non-CHP | SUN | solar PV | TRUE
58525 | Solar Photovoltaic | PV | 1 | N | IPP Non-CHP | SUN | solar PV | TRUE
58526 | Landfill Gas | IC | 1.6 | N | IPP Non-CHP | LFG | biomass | TRUE
58526 | Landfill Gas | IC | 1.6 | N | IPP Non-CHP | LFG | biomass | TRUE
58526 | Landfill Gas | IC | 1.6 | N | IPP Non-CHP | LFG | biomass | TRUE
58526 | Landfill Gas | IC | 1.6 | N | IPP Non-CHP | LFG | biomass | TRUE
58526 | Landfill Gas | IC | 1.6 | N | IPP Non-CHP | LFG | biomass | TRUE
58526 | Landfill Gas | IC | 1.6 | N | IPP Non-CHP | LFG | biomass | TRUE
58527 | Solar Photovoltaic | PV | 1 | N | Industrial Non-CHP | SUN | solar PV | FALSE
58528 | Solar Photovoltaic | PV | 4 | N | IPP Non-CHP | SUN | solar PV | TRUE
58529 | Solar Photovoltaic | PV | 0.5 | N | IPP Non-CHP | SUN | solar PV | TRUE
58529 | Solar Photovoltaic | PV | 0.5 | N | IPP Non-CHP | SUN | solar PV | TRUE
58531 | Solar Photovoltaic | PV | 0.5 | N | IPP Non-CHP | SUN | solar PV | TRUE
58531 | Solar Photovoltaic | PV | 0.5 | N | IPP Non-CHP | SUN | solar PV | TRUE
58533 | Geothermal | BT | 11.5 | N | IPP Non-CHP | GEO | geothermal | TRUE
58534 | Solar Photovoltaic | PV | 4 | N | IPP Non-CHP | SUN | solar PV | TRUE
58535 | Solar Photovoltaic | PV | 1.4 | N | IPP Non-CHP | SUN | solar PV | TRUE
58536 | Solar Photovoltaic | PV | 3 | N | IPP Non-CHP | SUN | solar PV | TRUE
58537 | Solar Photovoltaic | PV | 40.7 | N | IPP Non-CHP | SUN | solar PV | TRUE
58538 | Solar Photovoltaic | PV | 2.5 | N | IPP Non-CHP | SUN | solar PV | TRUE
58539 | Solar Photovoltaic | PV | 6 | N | Commercial Non-CHP | SUN | solar PV | FALSE
58540 | Solar Photovoltaic | PV | 1 | N | IPP Non-CHP | SUN | solar PV | TRUE
58541 | Solar Photovoltaic | PV | 1.8 | N | IPP Non-CHP | SUN | solar PV | TRUE
58542 | Solar Photovoltaic | PV | 39.1 | N | IPP Non-CHP | SUN | solar PV | TRUE
58542 | Solar Photovoltaic | PV | 39.1 | N | IPP Non-CHP | SUN | solar PV | TRUE
58542 | Solar Photovoltaic | PV | 26.5 | N | IPP Non-CHP | SUN | solar PV | TRUE
58542 | Solar Photovoltaic | PV | 13.9 | N | IPP Non-CHP | SUN | solar PV | TRUE
58542 | Solar Photovoltaic | PV | 22.7 | N | IPP Non-CHP | SUN | solar PV | TRUE
58542 | Solar Photovoltaic | PV | 29 | N | IPP Non-CHP | SUN | solar PV | TRUE
58542 | Solar Photovoltaic | PV | 29 | N | IPP Non-CHP | SUN | solar PV | TRUE
58542 | Solar Photovoltaic | PV | 25.2 | N | IPP Non-CHP | SUN | solar PV | TRUE
58542 | Solar Photovoltaic | PV | 25.2 | N | IPP Non-CHP | SUN | solar PV | TRUE
58543 | Solar Photovoltaic | PV | 2.5 | N | IPP Non-CHP | SUN | solar PV | TRUE
58544 | Solar Photovoltaic | PV | 20 | N | IPP Non-CHP | SUN | solar PV | TRUE
58545 | Solar Photovoltaic | PV | 5.7 | N | IPP Non-CHP | SUN | solar PV | TRUE
58546 | Landfill Gas | IC | 1.6 | N | IPP Non-CHP | LFG | biomass | TRUE
58546 | Landfill Gas | IC | 1.6 | N | IPP Non-CHP | LFG | biomass | TRUE
58547 | Solar Photovoltaic | PV | 1 | N | IPP Non-CHP | SUN | solar PV | TRUE
58548 | Onshore Wind Turbine | WT | 2 | N | IPP Non-CHP | WND | onshore wind | TRUE
58548 | Onshore Wind Turbine | WT | 2 | N | IPP Non-CHP | WND | onshore wind | TRUE
58548 | Onshore Wind Turbine | WT | 2 | N | IPP Non-CHP | WND | onshore wind | TRUE
58548 | Onshore Wind Turbine | WT | 2 | N | IPP Non-CHP | WND | onshore wind | TRUE
58549 | Solar Photovoltaic | PV | 6 | N | IPP Non-CHP | SUN | solar PV | TRUE
58550 | Solar Photovoltaic | PV | 2 | N | IPP Non-CHP | SUN | solar PV | TRUE
58551 | Other Natural Gas | FC | 13.7 | N | IPP Non-CHP | NG | other | TRUE
58552 | Solar Photovoltaic | PV | 10 | N | IPP Non-CHP | SUN | solar PV | TRUE
58553 | Solar Photovoltaic | PV | 8.6 | N | IPP Non-CHP | SUN | solar PV | TRUE
58554 | Solar Photovoltaic | PV | 5 | N | IPP Non-CHP | SUN | solar PV | TRUE
58555 | Other Waste Biomass | IC | 1.4 | N | IPP Non-CHP | OBG | biomass | TRUE
58556 | Solar Photovoltaic | PV | 10 | N | IPP Non-CHP | SUN | solar PV | TRUE
58557 | Natural Gas Fired Combined Cycle | CT | 153 | N | Electric Utility | NG | natural gas nonpeaker | TRUE
58557 | Natural Gas Fired Combined Cycle | CT | 153 | N | Electric Utility | NG | natural gas nonpeaker | TRUE
58557 | Natural Gas Fired Combined Cycle | CA | 289 | N | Electric Utility | NG | natural gas nonpeaker | TRUE
58558 | Landfill Gas | IC | 1.9 | N | IPP Non-CHP | LFG | biomass | TRUE
58559 | Landfill Gas | IC | 0.9 | N | IPP Non-CHP | LFG | biomass | TRUE
58559 | Landfill Gas | IC | 1.9 | N | IPP Non-CHP | LFG | biomass | TRUE
58560 | Wood/Wood Waste Biomass | ST | 44.3 | N | IPP Non-CHP | WDS | biomass | TRUE
58561 | Solar Photovoltaic | PV | 1.5 | N | IPP Non-CHP | SUN | solar PV | TRUE
58562 | Natural Gas Fired Combustion Turbine | GT | 95 | N | Electric Utility | NG | natural gas peaker | TRUE
58562 | Natural Gas Fired Combustion Turbine | GT | 95 | N | Electric Utility | NG | natural gas peaker | TRUE
58563 | Other Waste Biomass | IC | 7.6 | Y | IPP CHP | OBG | biomass | FALSE
58564 | Solar Photovoltaic | PV | 7.9 | N | IPP Non-CHP | SUN | solar PV | TRUE
58565 | Other Waste Biomass | ST | 2.5 | N | IPP Non-CHP | OBS | biomass | TRUE
58568 | Solar Photovoltaic | PV | 3.2 | N | Electric Utility | SUN | solar PV | TRUE
58569 | Solar Photovoltaic | PV | 5 | N | IPP Non-CHP | SUN | solar PV | TRUE
58570 | Geothermal | BT | 12.5 | N | IPP Non-CHP | GEO | geothermal | TRUE
58570 | Geothermal | BT | 12.5 | N | IPP Non-CHP | GEO | geothermal | TRUE
58571 | Onshore Wind Turbine | WT | 266.8 | N | Electric Utility | WND | onshore wind | TRUE
58572 | Solar Photovoltaic | PV | 0.9 | N | IPP Non-CHP | SUN | solar PV | TRUE
58572 | Solar Photovoltaic | PV | 0.9 | N | IPP Non-CHP | SUN | solar PV | TRUE
58574 | Wood/Wood Waste Biomass | ST | 11.3 | N | IPP Non-CHP | WDS | biomass | TRUE
58575 | Petroleum Liquids | IC | 2.3 | Y | Industrial CHP | DFO | petroleum | FALSE
58575 | Petroleum Liquids | IC | 2.3 | Y | Industrial CHP | DFO | petroleum | FALSE
58575 | Petroleum Liquids | IC | 2.3 | Y | Industrial CHP | DFO | petroleum | FALSE
58575 | Petroleum Liquids | IC | 2.3 | Y | Industrial CHP | DFO | petroleum | FALSE
58576 | Solar Photovoltaic | PV | 1.7 | N | IPP Non-CHP | SUN | solar PV | TRUE
58577 | Landfill Gas | IC | 1.1 | N | Electric Utility | LFG | biomass | TRUE
58577 | Landfill Gas | IC | 1.1 | N | Electric Utility | LFG | biomass | TRUE
58578 | Solar Photovoltaic | PV | 1.5 | N | IPP Non-CHP | SUN | solar PV | TRUE
58579 | Batteries | BA | 1 | N | Electric Utility | MWH | other | TRUE
58580 | Onshore Wind Turbine | WT | 74.8 | N | IPP Non-CHP | WND | onshore wind | TRUE
58581 | Solar Photovoltaic | PV | 1 | N | IPP Non-CHP | SUN | solar PV | TRUE
58582 | Solar Photovoltaic | PV | 1.5 | N | IPP Non-CHP | SUN | solar PV | TRUE
58583 | Solar Photovoltaic | PV | 3 | N | IPP Non-CHP | SUN | solar PV | TRUE
58584 | Natural Gas Fired Combustion Turbine | GT | 15.5 | Y | Commercial CHP | NG | natural gas peaker | FALSE
58584 | Solar Photovoltaic | PV | 4.5 | N | Commercial CHP | SUN | solar PV | FALSE
58585 | Solar Photovoltaic | PV | 1.4 | N | Industrial Non-CHP | SUN | solar PV | FALSE
58586 | Solar Photovoltaic | PV | 2 | N | IPP Non-CHP | SUN | solar PV | TRUE
58587 | Onshore Wind Turbine | WT | 100.3 | N | IPP Non-CHP | WND | onshore wind | TRUE
58588 | Solar Photovoltaic | PV | 1 | N | IPP Non-CHP | SUN | solar PV | TRUE
58589 | Solar Photovoltaic | PV | 1 | N | IPP Non-CHP | SUN | solar PV | TRUE
58590 | Solar Photovoltaic | PV | 18.5 | N | IPP Non-CHP | SUN | solar PV | TRUE
58591 | Other Waste Biomass | IC | 1 | N | Electric Utility | OBG | biomass | TRUE
58592 | Solar Photovoltaic | PV | 54.4 | N | IPP Non-CHP | SUN | solar PV | TRUE
58592 | Solar Photovoltaic | PV | 54.4 | N | IPP Non-CHP | SUN | solar PV | TRUE
58592 | Solar Photovoltaic | PV | 54.4 | N | IPP Non-CHP | SUN | solar PV | TRUE
58593 | Petroleum Liquids | IC | 0.6 | N | Commercial CHP | DFO | petroleum | FALSE
58593 | Petroleum Liquids | IC | 0.4 | N | Commercial CHP | DFO | petroleum | FALSE
58593 | Natural Gas Steam Turbine | ST | 2.9 | Y | Commercial CHP | NG | natural gas peaker | FALSE
58594 | Onshore Wind Turbine | WT | 74.8 | N | IPP Non-CHP | WND | onshore wind | TRUE
58595 | Wood/Wood Waste Biomass | ST | 15.2 | N | IPP Non-CHP | WDS | biomass | TRUE
58596 | Onshore Wind Turbine | WT | 200.6 | N | IPP Non-CHP | WND | onshore wind | TRUE
58597 | Natural Gas Fired Combustion Turbine | GT | 5.6 | Y | Commercial CHP | NG | natural gas peaker | FALSE
58598 | Solar Photovoltaic | PV | 3 | N | IPP Non-CHP | SUN | solar PV | TRUE
58599 | Solar Photovoltaic | PV | 3 | N | IPP Non-CHP | SUN | solar PV | TRUE
58600 | Solar Photovoltaic | PV | 3 | N | IPP Non-CHP | SUN | solar PV | TRUE
58601 | Solar Photovoltaic | PV | 3 | N | IPP Non-CHP | SUN | solar PV | TRUE
58602 | Solar Photovoltaic | PV | 3 | N | IPP Non-CHP | SUN | solar PV | TRUE
58603 | Solar Photovoltaic | PV | 2.2 | N | IPP Non-CHP | SUN | solar PV | TRUE
58604 | Solar Photovoltaic | PV | 3 | N | IPP Non-CHP | SUN | solar PV | TRUE
58607 | Natural Gas Internal Combustion Engine | IC | 0.5 | Y | Commercial CHP | NG | natural gas peaker | FALSE
58607 | Natural Gas Internal Combustion Engine | IC | 0.5 | Y | Commercial CHP | NG | natural gas peaker | FALSE
58607 | Natural Gas Internal Combustion Engine | IC | 0.5 | Y | Commercial CHP | NG | natural gas peaker | FALSE
58608 | Onshore Wind Turbine | WT | 8.5 | N | IPP Non-CHP | WND | onshore wind | TRUE
58608 | Onshore Wind Turbine | WT | 25.7 | N | IPP Non-CHP | WND | onshore wind | TRUE
58609 | Solar Photovoltaic | PV | 1.5 | N | IPP Non-CHP | SUN | solar PV | TRUE
58610 | Solar Photovoltaic | PV | 1.5 | N | IPP Non-CHP | SUN | solar PV | TRUE
58611 | Solar Photovoltaic | PV | 1.5 | N | IPP Non-CHP | SUN | solar PV | TRUE
58612 | Solar Photovoltaic | PV | 1.5 | N | IPP Non-CHP | SUN | solar PV | TRUE
58613 | Natural Gas Steam Turbine | ST | 6 | Y | Industrial CHP | NG | natural gas peaker | FALSE
58615 | Solar Photovoltaic | PV | 9 | N | IPP Non-CHP | SUN | solar PV | TRUE
58616 | Solar Photovoltaic | PV | 18 | N | IPP Non-CHP | SUN | solar PV | TRUE
58617 | Other Waste Biomass | IC | 0.3 | Y | Commercial CHP | OBG | biomass | FALSE
58617 | Other Waste Biomass | IC | 0.3 | Y | Commercial CHP | OBG | biomass | FALSE
58618 | Solar Photovoltaic | PV | 1.2 | N | IPP Non-CHP | SUN | solar PV | TRUE
58619 | Natural Gas Internal Combustion Engine | IC | 0.5 | Y | Commercial CHP | NG | natural gas peaker | FALSE
58619 | Natural Gas Internal Combustion Engine | IC | 0.5 | Y | Commercial CHP | NG | natural gas peaker | FALSE
58621 | Solar Photovoltaic | PV | 20 | N | IPP Non-CHP | SUN | solar PV | TRUE
58622 | Conventional Hydroelectric | HY | 1.3 | N | Commercial Non-CHP | WAT | hydro | FALSE
58622 | Conventional Hydroelectric | HY | 1.3 | N | Commercial Non-CHP | WAT | hydro | FALSE
58623 | Solar Photovoltaic | PV | 20 | N | IPP Non-CHP | SUN | solar PV | TRUE
58624 | Solar Photovoltaic | PV | 1.8 | N | IPP Non-CHP | SUN | solar PV | TRUE
58625 | Batteries | BA | 2 | N | IPP Non-CHP | MWH | other | TRUE
58626 | Solar Photovoltaic | PV | 20 | N | IPP Non-CHP | SUN | solar PV | TRUE
58628 | Solar Photovoltaic | PV | 30 | N | IPP Non-CHP | SUN | solar PV | TRUE
58629 | Geothermal | BT | 0.4 | N | IPP Non-CHP | GEO | geothermal | TRUE
58629 | Geothermal | BT | 0.4 | N | IPP Non-CHP | GEO | geothermal | TRUE
58629 | Geothermal | BT | 0.4 | N | IPP Non-CHP | GEO | geothermal | TRUE
58629 | Geothermal | BT | 0.4 | N | IPP Non-CHP | GEO | geothermal | TRUE
58630 | Onshore Wind Turbine | WT | 3.4 | N | IPP Non-CHP | WND | onshore wind | TRUE
58631 | Solar Photovoltaic | PV | 2 | N | IPP Non-CHP | SUN | solar PV | TRUE
58632 | Solar Photovoltaic | PV | 3 | N | IPP Non-CHP | SUN | solar PV | TRUE
58633 | Solar Photovoltaic | PV | 1 | N | IPP Non-CHP | SUN | solar PV | TRUE
58634 | Solar Photovoltaic | PV | 1 | N | IPP Non-CHP | SUN | solar PV | TRUE
58635 | Natural Gas Internal Combustion Engine | IC | 1.7 | Y | Commercial CHP | NG | natural gas peaker | FALSE
58636 | Solar Photovoltaic | PV | 1 | N | IPP Non-CHP | SUN | solar PV | TRUE
58639 | Solar Photovoltaic | PV | 12 | N | Electric Utility | SUN | solar PV | TRUE
58639 | Batteries | BA | 6 | N | Electric Utility | MWH | other | TRUE
58640 | Solar Photovoltaic | PV | 12 | N | Electric Utility | SUN | solar PV | TRUE
58642 | Solar Photovoltaic | PV | 1.5 | N | IPP Non-CHP | SUN | solar PV | TRUE
58642 | Solar Photovoltaic | PV | 1.5 | N | IPP Non-CHP | SUN | solar PV | TRUE
58643 | Solar Photovoltaic | PV | 2.6 | N | IPP Non-CHP | SUN | solar PV | TRUE
58644 | Solar Photovoltaic | PV | 26.4 | N | IPP Non-CHP | SUN | solar PV | TRUE
58644 | Solar Photovoltaic | PV | 27.9 | N | IPP Non-CHP | SUN | solar PV | TRUE
58644 | Solar Photovoltaic | PV | 37.2 | N | IPP Non-CHP | SUN | solar PV | TRUE
58646 | Solar Photovoltaic | PV | 75.9 | N | IPP Non-CHP | SUN | solar PV | TRUE
58646 | Solar Photovoltaic | PV | 34.1 | N | IPP Non-CHP | SUN | solar PV | TRUE
58647 | Solar Photovoltaic | PV | 1 | N | IPP Non-CHP | SUN | solar PV | TRUE
58648 | Natural Gas Steam Turbine | ST | 6.4 | N | Industrial Non-CHP | NG | natural gas peaker | FALSE
58649 | Solar Photovoltaic | PV | 20 | N | IPP Non-CHP | SUN | solar PV | TRUE
58650 | Solar Photovoltaic | PV | 3 | N | IPP Non-CHP | SUN | solar PV | TRUE
58651 | Solar Photovoltaic | PV | 5 | N | IPP Non-CHP | SUN | solar PV | TRUE
58653 | Solar Photovoltaic | PV | 1.7 | N | IPP Non-CHP | SUN | solar PV | TRUE
58654 | Solar Photovoltaic | PV | 2.3 | N | IPP Non-CHP | SUN | solar PV | TRUE
58660 | Solar Photovoltaic | PV | 80 | N | IPP Non-CHP | SUN | solar PV | TRUE
58661 | Onshore Wind Turbine | WT | 1.7 | N | Commercial Non-CHP | WND | onshore wind | FALSE
58661 | Onshore Wind Turbine | WT | 1.7 | N | Commercial Non-CHP | WND | onshore wind | FALSE
58663 | Other Waste Biomass | IC | 0.6 | Y | Industrial CHP | OBG | biomass | FALSE
58663 | Other Waste Biomass | IC | 0.6 | Y | Industrial CHP | OBG | biomass | FALSE
58664 | Natural Gas Fired Combustion Turbine | GT | 3.6 | N | Industrial Non-CHP | NG | natural gas peaker | FALSE
58665 | Solar Photovoltaic | PV | 4 | N | IPP Non-CHP | SUN | solar PV | TRUE
58666 | Onshore Wind Turbine | WT | 50.7 | N | IPP Non-CHP | WND | onshore wind | TRUE
58667 | Solar Photovoltaic | PV | 5 | N | IPP Non-CHP | SUN | solar PV | TRUE
58668 | Solar Photovoltaic | PV | 3.5 | N | IPP Non-CHP | SUN | solar PV | TRUE
58669 | Solar Photovoltaic | PV | 5 | N | IPP Non-CHP | SUN | solar PV | TRUE
58670 | Solar Photovoltaic | PV | 5 | N | IPP Non-CHP | SUN | solar PV | TRUE
58673 | Solar Photovoltaic | PV | 5 | N | IPP Non-CHP | SUN | solar PV | TRUE
58674 | Solar Photovoltaic | PV | 5 | N | IPP Non-CHP | SUN | solar PV | TRUE
58675 | Solar Photovoltaic | PV | 5 | N | IPP Non-CHP | SUN | solar PV | TRUE
58676 | Solar Photovoltaic | PV | 1 | N | IPP Non-CHP | SUN | solar PV | TRUE
58677 | Onshore Wind Turbine | WT | 110.4 | N | IPP Non-CHP | WND | onshore wind | TRUE
58678 | Conventional Hydroelectric | HY | 0.8 | N | IPP Non-CHP | WAT | hydro | TRUE
58678 | Conventional Hydroelectric | HY | 0.8 | N | IPP Non-CHP | WAT | hydro | TRUE
58679 | Conventional Hydroelectric | HY | 0.6 | N | IPP Non-CHP | WAT | hydro | TRUE
58679 | Conventional Hydroelectric | HY | 0.6 | N | IPP Non-CHP | WAT | hydro | TRUE
58679 | Conventional Hydroelectric | HY | 0.2 | N | IPP Non-CHP | WAT | hydro | TRUE
58680 | Solar Photovoltaic | PV | 2.7 | N | IPP Non-CHP | SUN | solar PV | TRUE
58681 | Onshore Wind Turbine | WT | 150 | N | IPP Non-CHP | WND | onshore wind | TRUE
58682 | Solar Photovoltaic | PV | 6.3 | N | IPP Non-CHP | SUN | solar PV | TRUE
58683 | Onshore Wind Turbine | WT | 150.4 | N | IPP Non-CHP | WND | onshore wind | TRUE
58684 | Solar Photovoltaic | PV | 1 | N | IPP Non-CHP | SUN | solar PV | TRUE
58685 | Conventional Hydroelectric | HY | 6.7 | N | IPP Non-CHP | WAT | hydro | TRUE
58687 | Landfill Gas | IC | 1.6 | N | IPP Non-CHP | LFG | biomass | TRUE
58687 | Landfill Gas | IC | 1.6 | N | IPP Non-CHP | LFG | biomass | TRUE
58687 | Landfill Gas | IC | 1.6 | N | IPP Non-CHP | LFG | biomass | TRUE
58688 | Landfill Gas | IC | 1.5 | N | IPP Non-CHP | LFG | biomass | TRUE
58688 | Landfill Gas | IC | 1.5 | N | IPP Non-CHP | LFG | biomass | TRUE
58688 | Landfill Gas | IC | 1.5 | N | IPP Non-CHP | LFG | biomass | TRUE
58689 | Solar Photovoltaic | PV | 1.3 | N | IPP Non-CHP | SUN | solar PV | TRUE
58696 | Conventional Hydroelectric | HY | 2.8 | N | IPP Non-CHP | WAT | hydro | TRUE
58697 | Natural Gas Fired Combined Cycle | CA | 264 | N | Electric Utility | NG | natural gas nonpeaker | TRUE
58697 | Natural Gas Fired Combined Cycle | CT | 179 | N | Electric Utility | NG | natural gas nonpeaker | TRUE
58697 | Natural Gas Fired Combined Cycle | CT | 179 | N | Electric Utility | NG | natural gas nonpeaker | TRUE
58698 | Solar Photovoltaic | PV | 1 | N | Commercial Non-CHP | SUN | solar PV | FALSE
58698 | Solar Photovoltaic | PV | 1.5 | N | Commercial Non-CHP | SUN | solar PV | FALSE
58698 | Solar Photovoltaic | PV | 0.5 | N | Commercial Non-CHP | SUN | solar PV | FALSE
58699 | Other Waste Biomass | IC | 0.9 | Y | IPP CHP | OBG | biomass | FALSE
58699 | Other Waste Biomass | IC | 0.9 | Y | IPP CHP | OBG | biomass | FALSE
58700 | Solar Photovoltaic | PV | 2.5 | N | IPP Non-CHP | SUN | solar PV | TRUE
58701 | Solar Photovoltaic | PV | 19.4 | N | Commercial Non-CHP | SUN | solar PV | FALSE
58702 | Solar Photovoltaic | PV | 2 | N | IPP Non-CHP | SUN | solar PV | TRUE
58703 | Solar Photovoltaic | PV | 4 | N | IPP Non-CHP | SUN | solar PV | TRUE
58704 | Other Waste Biomass | IC | 1.4 | N | IPP Non-CHP | OBG | biomass | TRUE
58704 | Other Waste Biomass | IC | 1.5 | N | IPP Non-CHP | OBG | biomass | TRUE
58706 | Wood/Wood Waste Biomass | ST | 19.9 | N | IPP Non-CHP | WDS | biomass | TRUE
58707 | Wood/Wood Waste Biomass | ST | 19.9 | N | IPP Non-CHP | WDS | biomass | TRUE
58708 | Solar Photovoltaic | PV | 1 | N | Commercial Non-CHP | SUN | solar PV | FALSE
58709 | Solar Photovoltaic | PV | 1.4 | N | Commercial Non-CHP | SUN | solar PV | FALSE
58710 | Solar Photovoltaic | PV | 30.2 | N | IPP Non-CHP | SUN | solar PV | TRUE
58711 | Solar Photovoltaic | PV | 12 | N | IPP Non-CHP | SUN | solar PV | TRUE
58711 | Solar Photovoltaic | PV | 21.3 | N | IPP Non-CHP | SUN | solar PV | TRUE
58712 | Conventional Hydroelectric | HY | 0.2 | N | IPP Non-CHP | WAT | hydro | TRUE
58712 | Conventional Hydroelectric | HY | 1.8 | N | IPP Non-CHP | WAT | hydro | TRUE
58713 | Solar Photovoltaic | PV | 61.6 | N | IPP Non-CHP | SUN | solar PV | TRUE
58715 | Natural Gas Internal Combustion Engine | IC | 4.2 | N | IPP Non-CHP | NG | natural gas peaker | TRUE
58715 | Natural Gas Internal Combustion Engine | IC | 4.2 | N | IPP Non-CHP | NG | natural gas peaker | TRUE
58715 | Natural Gas Internal Combustion Engine | IC | 4.2 | N | IPP Non-CHP | NG | natural gas peaker | TRUE
58715 | Natural Gas Internal Combustion Engine | IC | 4.2 | N | IPP Non-CHP | NG | natural gas peaker | TRUE
58715 | Natural Gas Internal Combustion Engine | IC | 4.2 | N | IPP Non-CHP | NG | natural gas peaker | TRUE
58716 | Solar Photovoltaic | PV | 4.4 | N | IPP Non-CHP | SUN | solar PV | TRUE
58717 | Solar Photovoltaic | PV | 39.6 | N | IPP Non-CHP | SUN | solar PV | TRUE
58718 | Solar Photovoltaic | PV | 12 | N | IPP Non-CHP | SUN | solar PV | TRUE
58719 | Onshore Wind Turbine | WT | 74.8 | N | Electric Utility | WND | onshore wind | TRUE
58720 | Onshore Wind Turbine | WT | 181.7 | N | IPP Non-CHP | WND | onshore wind | TRUE
58721 | Solar Photovoltaic | PV | 8 | N | IPP Non-CHP | SUN | solar PV | TRUE
58722 | Solar Photovoltaic | PV | 5 | N | IPP Non-CHP | SUN | solar PV | TRUE
58725 | Solar Photovoltaic | PV | 5 | N | IPP Non-CHP | SUN | solar PV | TRUE
58726 | Solar Photovoltaic | PV | 5 | N | IPP Non-CHP | SUN | solar PV | TRUE
58731 | Solar Photovoltaic | PV | 5 | N | IPP Non-CHP | SUN | solar PV | TRUE
58735 | Solar Photovoltaic | PV | 4 | N | IPP Non-CHP | SUN | solar PV | TRUE
58747 | Other Waste Biomass | IC | 1.6 | Y | IPP CHP | OBG | biomass | FALSE
58747 | Other Waste Biomass | IC | 1.6 | N | IPP CHP | OBG | biomass | FALSE
58748 | Solar Photovoltaic | PV | 1 | N | Commercial Non-CHP | SUN | solar PV | FALSE
58749 | Solar Photovoltaic | PV | 1 | N | IPP Non-CHP | SUN | solar PV | TRUE
58750 | Solar Photovoltaic | PV | 5 | N | IPP Non-CHP | SUN | solar PV | TRUE
58751 | Solar Photovoltaic | PV | 1.5 | N | IPP Non-CHP | SUN | solar PV | TRUE
58752 | Solar Photovoltaic | PV | 1.5 | N | IPP Non-CHP | SUN | solar PV | TRUE
58753 | Solar Photovoltaic | PV | 1.5 | N | IPP Non-CHP | SUN | solar PV | TRUE
58754 | Solar Photovoltaic | PV | 1.5 | N | IPP Non-CHP | SUN | solar PV | TRUE
58755 | Solar Photovoltaic | PV | 1.5 | N | IPP Non-CHP | SUN | solar PV | TRUE
58756 | Solar Photovoltaic | PV | 1 | N | IPP Non-CHP | SUN | solar PV | TRUE
58757 | Solar Photovoltaic | PV | 1.5 | N | IPP Non-CHP | SUN | solar PV | TRUE
58757 | Solar Photovoltaic | PV | 2 | N | IPP Non-CHP | SUN | solar PV | TRUE
58757 | Solar Photovoltaic | PV | 1.5 | N | IPP Non-CHP | SUN | solar PV | TRUE
58757 | Solar Photovoltaic | PV | 1.5 | N | IPP Non-CHP | SUN | solar PV | TRUE
58761 | Solar Photovoltaic | PV | 2 | N | IPP Non-CHP | SUN | solar PV | TRUE
58762 | Solar Photovoltaic | PV | 2 | N | IPP Non-CHP | SUN | solar PV | TRUE
58763 | Solar Photovoltaic | PV | 1.5 | N | IPP Non-CHP | SUN | solar PV | TRUE
58765 | Onshore Wind Turbine | WT | 288.6 | N | IPP Non-CHP | WND | onshore wind | TRUE
58767 | Onshore Wind Turbine | WT | 205.7 | N | IPP Non-CHP | WND | onshore wind | TRUE
58768 | Onshore Wind Turbine | WT | 16.2 | N | IPP Non-CHP | WND | onshore wind | TRUE
58769 | Onshore Wind Turbine | WT | 34 | N | IPP Non-CHP | WND | onshore wind | TRUE
58769 | Onshore Wind Turbine | WT | 28.6 | N | IPP Non-CHP | WND | onshore wind | TRUE
58770 | Solar Photovoltaic | PV | 8 | N | IPP Non-CHP | SUN | solar PV | TRUE
58771 | Onshore Wind Turbine | WT | 250 | N | IPP Non-CHP | WND | onshore wind | TRUE
58772 | Onshore Wind Turbine | WT | 200 | N | IPP Non-CHP | WND | onshore wind | TRUE
58773 | Onshore Wind Turbine | WT | 200 | N | IPP Non-CHP | WND | onshore wind | TRUE
58774 | Onshore Wind Turbine | WT | 161 | N | IPP Non-CHP | WND | onshore wind | TRUE
58775 | Onshore Wind Turbine | WT | 194 | N | IPP Non-CHP | WND | onshore wind | TRUE
58783 | Conventional Hydroelectric | HY | 3.8 | N | IPP Non-CHP | WAT | hydro | TRUE
58784 | Conventional Hydroelectric | HY | 3.3 | N | IPP Non-CHP | WAT | hydro | TRUE
58785 | Solar Photovoltaic | PV | 1 | N | IPP Non-CHP | SUN | solar PV | TRUE
58786 | Solar Photovoltaic | PV | 2.5 | N | IPP Non-CHP | SUN | solar PV | TRUE
58787 | Solar Photovoltaic | PV | 2 | N | IPP Non-CHP | SUN | solar PV | TRUE
58788 | Solar Photovoltaic | PV | 1 | N | IPP Non-CHP | SUN | solar PV | TRUE
58789 | Solar Photovoltaic | PV | 1.5 | N | IPP Non-CHP | SUN | solar PV | TRUE
58790 | Solar Photovoltaic | PV | 2.5 | N | IPP Non-CHP | SUN | solar PV | TRUE
58790 | Solar Photovoltaic | PV | 1.5 | N | IPP Non-CHP | SUN | solar PV | TRUE
58793 | Solar Photovoltaic | PV | 11.4 | N | IPP Non-CHP | SUN | solar PV | TRUE
58794 | Solar Photovoltaic | PV | 1.5 | N | IPP Non-CHP | SUN | solar PV | TRUE
58795 | Solar Photovoltaic | PV | 1 | N | IPP Non-CHP | SUN | solar PV | TRUE
58796 | Solar Photovoltaic | PV | 1 | N | IPP Non-CHP | SUN | solar PV | TRUE
58797 | Solar Photovoltaic | PV | 1 | N | IPP Non-CHP | SUN | solar PV | TRUE
58798 | Solar Photovoltaic | PV | 1.3 | N | Commercial Non-CHP | SUN | solar PV | FALSE
58799 | Solar Photovoltaic | PV | 5 | N | IPP Non-CHP | SUN | solar PV | TRUE
58801 | Solar Photovoltaic | PV | 0.5 | N | IPP Non-CHP | SUN | solar PV | TRUE
58801 | Solar Photovoltaic | PV | 0.5 | N | IPP Non-CHP | SUN | solar PV | TRUE
58801 | Solar Photovoltaic | PV | 0.5 | N | IPP Non-CHP | SUN | solar PV | TRUE
58801 | Solar Photovoltaic | PV | 0.5 | N | IPP Non-CHP | SUN | solar PV | TRUE
58802 | Solar Photovoltaic | PV | 0.5 | N | IPP Non-CHP | SUN | solar PV | TRUE
58802 | Solar Photovoltaic | PV | 0.5 | N | IPP Non-CHP | SUN | solar PV | TRUE
58802 | Solar Photovoltaic | PV | 0.5 | N | IPP Non-CHP | SUN | solar PV | TRUE
58802 | Solar Photovoltaic | PV | 0.5 | N | IPP Non-CHP | SUN | solar PV | TRUE
58805 | Solar Photovoltaic | PV | 0.5 | N | IPP Non-CHP | SUN | solar PV | TRUE
58805 | Solar Photovoltaic | PV | 0.5 | N | IPP Non-CHP | SUN | solar PV | TRUE
58805 | Solar Photovoltaic | PV | 0.5 | N | IPP Non-CHP | SUN | solar PV | TRUE
58805 | Solar Photovoltaic | PV | 0.5 | N | IPP Non-CHP | SUN | solar PV | TRUE
58805 | Solar Photovoltaic | PV | 0.5 | N | IPP Non-CHP | SUN | solar PV | TRUE
58805 | Solar Photovoltaic | PV | 0.5 | N | IPP Non-CHP | SUN | solar PV | TRUE
58805 | Solar Photovoltaic | PV | 0.5 | N | IPP Non-CHP | SUN | solar PV | TRUE
58805 | Solar Photovoltaic | PV | 0.5 | N | IPP Non-CHP | SUN | solar PV | TRUE
58805 | Solar Photovoltaic | PV | 0.5 | N | IPP Non-CHP | SUN | solar PV | TRUE
58805 | Solar Photovoltaic | PV | 0.5 | N | IPP Non-CHP | SUN | solar PV | TRUE
58806 | Solar Photovoltaic | PV | 5 | N | IPP Non-CHP | SUN | solar PV | TRUE
58807 | Solar Photovoltaic | PV | 5 | N | IPP Non-CHP | SUN | solar PV | TRUE
58808 | Solar Photovoltaic | PV | 5 | N | IPP Non-CHP | SUN | solar PV | TRUE
58809 | Solar Photovoltaic | PV | 5 | N | IPP Non-CHP | SUN | solar PV | TRUE
58810 | Solar Photovoltaic | PV | 5 | N | IPP Non-CHP | SUN | solar PV | TRUE
58812 | Solar Photovoltaic | PV | 5 | N | IPP Non-CHP | SUN | solar PV | TRUE
58814 | Solar Photovoltaic | PV | 1.5 | N | IPP Non-CHP | SUN | solar PV | TRUE
58814 | Solar Photovoltaic | PV | 1.5 | N | IPP Non-CHP | SUN | solar PV | TRUE
58815 | Natural Gas Internal Combustion Engine | IC | 1.8 | Y | IPP CHP | NG | natural gas peaker | FALSE
58822 | Solar Photovoltaic | PV | 1 | N | Commercial Non-CHP | SUN | solar PV | FALSE
58822 | Solar Photovoltaic | PV | 0.5 | N | Commercial Non-CHP | SUN | solar PV | FALSE
58823 | All Other | ST | 5 | Y | IPP CHP | WH | other | FALSE
58824 | Solar Photovoltaic | PV | 2.3 | N | IPP Non-CHP | SUN | solar PV | TRUE
58825 | Natural Gas Internal Combustion Engine | IC | 0.6 | Y | IPP CHP | NG | natural gas peaker | FALSE
58825 | Natural Gas Internal Combustion Engine | IC | 0.6 | Y | IPP CHP | NG | natural gas peaker | FALSE
58826 | Batteries | BA | 20 | N | IPP Non-CHP | MWH | other | TRUE
58828 | Solar Photovoltaic | PV | 5 | N | IPP Non-CHP | SUN | solar PV | TRUE
58830 | Onshore Wind Turbine | WT | 21.8 | N | Electric Utility | WND | onshore wind | TRUE
58831 | Solar Photovoltaic | PV | 16.6 | N | IPP Non-CHP | SUN | solar PV | TRUE
58832 | Solar Photovoltaic | PV | 1 | N | IPP Non-CHP | SUN | solar PV | TRUE
58833 | Solar Photovoltaic | PV | 51 | N | IPP Non-CHP | SUN | solar PV | TRUE
58833 | Onshore Wind Turbine | WT | 30 | N | IPP Non-CHP | WND | onshore wind | TRUE
58834 | Other Waste Biomass | IC | 0.8 | Y | IPP CHP | OBG | biomass | FALSE
58834 | Other Waste Biomass | IC | 0.8 | Y | IPP CHP | OBG | biomass | FALSE
58835 | Natural Gas Fired Combustion Turbine | GT | 195 | N | Electric Utility | NG | natural gas peaker | TRUE
58836 | Onshore Wind Turbine | WT | 50 | N | IPP Non-CHP | WND | onshore wind | TRUE
58838 | Onshore Wind Turbine | WT | 110 | N | IPP Non-CHP | WND | onshore wind | TRUE
58839 | Solar Photovoltaic | PV | 0.5 | N | IPP Non-CHP | SUN | solar PV | TRUE
58839 | Solar Photovoltaic | PV | 0.3 | N | IPP Non-CHP | SUN | solar PV | TRUE
58839 | Solar Photovoltaic | PV | 0.5 | N | IPP Non-CHP | SUN | solar PV | TRUE
58840 | Solar Photovoltaic | PV | 0.5 | N | IPP Non-CHP | SUN | solar PV | TRUE
58840 | Solar Photovoltaic | PV | 0.5 | N | IPP Non-CHP | SUN | solar PV | TRUE
58840 | Solar Photovoltaic | PV | 0.5 | N | IPP Non-CHP | SUN | solar PV | TRUE
58840 | Solar Photovoltaic | PV | 0.5 | N | IPP Non-CHP | SUN | solar PV | TRUE
58840 | Solar Photovoltaic | PV | 0.5 | N | IPP Non-CHP | SUN | solar PV | TRUE
58840 | Solar Photovoltaic | PV | 0.5 | N | IPP Non-CHP | SUN | solar PV | TRUE
58840 | Solar Photovoltaic | PV | 0.5 | N | IPP Non-CHP | SUN | solar PV | TRUE
58840 | Solar Photovoltaic | PV | 0.5 | N | IPP Non-CHP | SUN | solar PV | TRUE
58840 | Solar Photovoltaic | PV | 0.5 | N | IPP Non-CHP | SUN | solar PV | TRUE
58842 | Solar Photovoltaic | PV | 5 | N | IPP Non-CHP | SUN | solar PV | TRUE
58843 | Solar Photovoltaic | PV | 5 | N | IPP Non-CHP | SUN | solar PV | TRUE
58844 | Solar Photovoltaic | PV | 20 | N | IPP Non-CHP | SUN | solar PV | TRUE
58845 | Solar Photovoltaic | PV | 5 | N | IPP Non-CHP | SUN | solar PV | TRUE
58846 | Solar Photovoltaic | PV | 5 | N | IPP Non-CHP | SUN | solar PV | TRUE
58847 | Solar Photovoltaic | PV | 5 | N | IPP Non-CHP | SUN | solar PV | TRUE
58849 | Solar Photovoltaic | PV | 2 | N | IPP Non-CHP | SUN | solar PV | TRUE
58851 | Solar Photovoltaic | PV | 5 | N | IPP Non-CHP | SUN | solar PV | TRUE
58853 | Solar Photovoltaic | PV | 5 | N | IPP Non-CHP | SUN | solar PV | TRUE
58854 | Solar Photovoltaic | PV | 5 | N | IPP Non-CHP | SUN | solar PV | TRUE
58855 | Solar Photovoltaic | PV | 5 | N | IPP Non-CHP | SUN | solar PV | TRUE
58856 | Solar Photovoltaic | PV | 5 | N | IPP Non-CHP | SUN | solar PV | TRUE
58859 | Solar Photovoltaic | PV | 5 | N | IPP Non-CHP | SUN | solar PV | TRUE
58861 | Solar Photovoltaic | PV | 5 | N | IPP Non-CHP | SUN | solar PV | TRUE
58862 | Solar Photovoltaic | PV | 5 | N | IPP Non-CHP | SUN | solar PV | TRUE
58863 | Solar Photovoltaic | PV | 5 | N | IPP Non-CHP | SUN | solar PV | TRUE
58864 | Solar Photovoltaic | PV | 5 | N | IPP Non-CHP | SUN | solar PV | TRUE
58865 | Landfill Gas | IC | 1.9 | Y | IPP CHP | LFG | biomass | FALSE
58865 | Landfill Gas | IC | 1.6 | Y | IPP CHP | LFG | biomass | FALSE
58866 | Solar Photovoltaic | PV | 5 | N | IPP Non-CHP | SUN | solar PV | TRUE
58867 | Solar Photovoltaic | PV | 5 | N | IPP Non-CHP | SUN | solar PV | TRUE
58868 | Solar Photovoltaic | PV | 5 | N | IPP Non-CHP | SUN | solar PV | TRUE
58870 | All Other | ST | 14 | Y | IPP CHP | WH | other | FALSE
58871 | Solar Photovoltaic | PV | 2.9 | N | IPP Non-CHP | SUN | solar PV | TRUE
58872 | Onshore Wind Turbine | WT | 205 | N | Electric Utility | WND | onshore wind | TRUE
58873 | Conventional Hydroelectric | HY | 2 | N | IPP Non-CHP | WAT | hydro | TRUE
58873 | Conventional Hydroelectric | HY | 2 | N | IPP Non-CHP | WAT | hydro | TRUE
58874 | Solar Photovoltaic | PV | 4.9 | N | IPP Non-CHP | SUN | solar PV | TRUE
58877 | Solar Photovoltaic | PV | 8.6 | N | Electric Utility | SUN | solar PV | TRUE
58879 | Solar Photovoltaic | PV | 4.9 | N | IPP Non-CHP | SUN | solar PV | TRUE
58880 | Solar Photovoltaic | PV | 4.9 | N | IPP Non-CHP | SUN | solar PV | TRUE
58881 | Solar Photovoltaic | PV | 2.9 | N | Commercial Non-CHP | SUN | solar PV | FALSE
58882 | Solar Photovoltaic | PV | 7.5 | N | Commercial Non-CHP | SUN | solar PV | FALSE
58883 | Onshore Wind Turbine | WT | 15.5 | N | Electric Utility | WND | onshore wind | TRUE
58883 | Onshore Wind Turbine | WT | 95.4 | N | Electric Utility | WND | onshore wind | TRUE
58883 | Onshore Wind Turbine | WT | 84.3 | N | Electric Utility | WND | onshore wind | TRUE
58883 | Onshore Wind Turbine | WT | 88.8 | N | Electric Utility | WND | onshore wind | TRUE
58883 | Onshore Wind Turbine | WT | 88.8 | N | Electric Utility | WND | onshore wind | TRUE
58883 | Onshore Wind Turbine | WT | 75.5 | N | Electric Utility | WND | onshore wind | TRUE
58883 | Onshore Wind Turbine | WT | 11.1 | N | Electric Utility | WND | onshore wind | TRUE
58884 | Onshore Wind Turbine | WT | 251 | N | Electric Utility | WND | onshore wind | TRUE
58885 | Onshore Wind Turbine | WT | 119.6 | N | Electric Utility | WND | onshore wind | TRUE
58886 | Onshore Wind Turbine | WT | 140.8 | N | Electric Utility | WND | onshore wind | TRUE
58887 | Onshore Wind Turbine | WT | 2.5 | N | IPP Non-CHP | WND | onshore wind | TRUE
58887 | Onshore Wind Turbine | WT | 2.5 | N | IPP Non-CHP | WND | onshore wind | TRUE
58889 | Solar Photovoltaic | PV | 1 | N | IPP Non-CHP | SUN | solar PV | TRUE
58890 | Solar Photovoltaic | PV | 1.1 | N | IPP Non-CHP | SUN | solar PV | TRUE
58891 | Onshore Wind Turbine | WT | 20 | N | IPP Non-CHP | WND | onshore wind | TRUE
58892 | Solar Photovoltaic | PV | 16 | N | IPP Non-CHP | SUN | solar PV | TRUE
58893 | Solar Photovoltaic | PV | 2.4 | N | IPP Non-CHP | SUN | solar PV | TRUE
58896 | Solar Photovoltaic | PV | 1 | N | Commercial Non-CHP | SUN | solar PV | FALSE
58897 | Natural Gas Internal Combustion Engine | IC | 1.6 | N | Commercial Non-CHP | NG | natural gas peaker | FALSE
58897 | Natural Gas Internal Combustion Engine | IC | 1.6 | N | Commercial Non-CHP | NG | natural gas peaker | FALSE
58897 | Natural Gas Internal Combustion Engine | IC | 1.6 | N | Commercial Non-CHP | NG | natural gas peaker | FALSE
58897 | Natural Gas Internal Combustion Engine | IC | 1.6 | N | Commercial Non-CHP | NG | natural gas peaker | FALSE
58897 | Natural Gas Internal Combustion Engine | IC | 1.6 | N | Commercial Non-CHP | NG | natural gas peaker | FALSE
58897 | Natural Gas Internal Combustion Engine | IC | 1.6 | N | Commercial Non-CHP | NG | natural gas peaker | FALSE
58897 | Natural Gas Internal Combustion Engine | IC | 1.6 | N | Commercial Non-CHP | NG | natural gas peaker | FALSE
58897 | Natural Gas Internal Combustion Engine | IC | 1.6 | N | Commercial Non-CHP | NG | natural gas peaker | FALSE
58897 | Natural Gas Internal Combustion Engine | IC | 1.6 | N | Commercial Non-CHP | NG | natural gas peaker | FALSE
58897 | Natural Gas Internal Combustion Engine | IC | 1.6 | N | Commercial Non-CHP | NG | natural gas peaker | FALSE
58898 | Onshore Wind Turbine | WT | 175 | N | IPP Non-CHP | WND | onshore wind | TRUE
58899 | Solar Photovoltaic | PV | 0.5 | N | Electric Utility | SUN | solar PV | TRUE
58899 | Batteries | BA | 0.8 | N | Electric Utility | MWH | other | TRUE
58900 | Onshore Wind Turbine | WT | 299.7 | N | IPP Non-CHP | WND | onshore wind | TRUE
58901 | Conventional Hydroelectric | HY | 7.2 | N | IPP Non-CHP | WAT | hydro | TRUE
58901 | Conventional Hydroelectric | HY | 0.8 | N | IPP Non-CHP | WAT | hydro | TRUE
58904 | Onshore Wind Turbine | WT | 40 | N | IPP Non-CHP | WND | onshore wind | TRUE
58906 | Solar Photovoltaic | PV | 2.5 | N | IPP Non-CHP | SUN | solar PV | TRUE
58907 | Solar Photovoltaic | PV | 5 | N | IPP Non-CHP | SUN | solar PV | TRUE
58908 | Onshore Wind Turbine | WT | 50.4 | N | IPP Non-CHP | WND | onshore wind | TRUE
58909 | Solar Photovoltaic | PV | 2 | N | IPP Non-CHP | SUN | solar PV | TRUE
58911 | Solar Photovoltaic | PV | 5 | N | IPP Non-CHP | SUN | solar PV | TRUE
58912 | Solar Photovoltaic | PV | 1.8 | N | IPP Non-CHP | SUN | solar PV | TRUE
58913 | Solar Photovoltaic | PV | 1.5 | N | IPP Non-CHP | SUN | solar PV | TRUE
58914 | Natural Gas Fired Combustion Turbine | GT | 7 | Y | IPP CHP | NG | natural gas peaker | FALSE
58914 | Natural Gas Fired Combustion Turbine | GT | 4.6 | N | IPP CHP | NG | natural gas peaker | FALSE
58914 | Natural Gas Fired Combustion Turbine | GT | 2.5 | N | IPP CHP | NG | natural gas peaker | FALSE
58915 | Solar Photovoltaic | PV | 26 | N | IPP Non-CHP | SUN | solar PV | TRUE
58915 | Solar Photovoltaic | PV | 21 | N | IPP Non-CHP | SUN | solar PV | TRUE
58915 | Solar Photovoltaic | PV | 27 | N | IPP Non-CHP | SUN | solar PV | TRUE
58915 | Solar Photovoltaic | PV | 26 | N | IPP Non-CHP | SUN | solar PV | TRUE
58915 | Solar Photovoltaic | PV | 28 | N | IPP Non-CHP | SUN | solar PV | TRUE
58915 | Solar Photovoltaic | PV | 25 | N | IPP Non-CHP | SUN | solar PV | TRUE
58915 | Solar Photovoltaic | PV | 26 | N | IPP Non-CHP | SUN | solar PV | TRUE
58915 | Solar Photovoltaic | PV | 26 | N | IPP Non-CHP | SUN | solar PV | TRUE
58915 | Solar Photovoltaic | PV | 26 | N | IPP Non-CHP | SUN | solar PV | TRUE
58915 | Solar Photovoltaic | PV | 24 | N | IPP Non-CHP | SUN | solar PV | TRUE
58917 | Solar Photovoltaic | PV | 1 | N | Commercial Non-CHP | SUN | solar PV | FALSE
58918 | Solar Photovoltaic | PV | 1.2 | N | IPP Non-CHP | SUN | solar PV | TRUE
58919 | Solar Photovoltaic | PV | 1.3 | N | IPP Non-CHP | SUN | solar PV | TRUE
58920 | Solar Photovoltaic | PV | 1.5 | N | IPP Non-CHP | SUN | solar PV | TRUE
58921 | Other Waste Biomass | IC | 1.2 | N | IPP Non-CHP | OBG | biomass | TRUE
58921 | Other Waste Biomass | IC | 1.2 | N | IPP Non-CHP | OBG | biomass | TRUE
58923 | Petroleum Liquids | IC | 1 | N | IPP Non-CHP | DFO | petroleum | TRUE
58927 | Onshore Wind Turbine | WT | 1.5 | N | IPP Non-CHP | WND | onshore wind | TRUE
58929 | Petroleum Liquids | IC | 1 | N | Electric Utility | DFO | petroleum | TRUE
58932 | Onshore Wind Turbine | WT | 1.5 | N | IPP Non-CHP | WND | onshore wind | TRUE
58934 | Solar Photovoltaic | PV | 2.6 | N | IPP Non-CHP | SUN | solar PV | TRUE
58934 | Solar Photovoltaic | PV | 0.3 | N | IPP Non-CHP | SUN | solar PV | TRUE
58935 | Solar Photovoltaic | PV | 1.9 | N | IPP Non-CHP | SUN | solar PV | TRUE
58936 | Solar Photovoltaic | PV | 2.4 | N | IPP Non-CHP | SUN | solar PV | TRUE
58937 | Solar Photovoltaic | PV | 2 | N | IPP Non-CHP | SUN | solar PV | TRUE
58938 | Onshore Wind Turbine | WT | 150 | N | IPP Non-CHP | WND | onshore wind | TRUE
58939 | Onshore Wind Turbine | WT | 5 | N | IPP Non-CHP | WND | onshore wind | TRUE
58940 | Onshore Wind Turbine | WT | 10 | N | IPP Non-CHP | WND | onshore wind | TRUE
58942 | Solar Photovoltaic | PV | 2.8 | N | IPP Non-CHP | SUN | solar PV | TRUE
58943 | Solar Photovoltaic | PV | 20 | N | IPP Non-CHP | SUN | solar PV | TRUE
58944 | Wood/Wood Waste Biomass | ST | 46.5 | N | Electric Utility | WDS | biomass | TRUE
58945 | Natural Gas Internal Combustion Engine | IC | 0.6 | Y | IPP CHP | NG | natural gas peaker | FALSE
58945 | Natural Gas Internal Combustion Engine | IC | 0.6 | Y | IPP CHP | NG | natural gas peaker | FALSE
58945 | Natural Gas Internal Combustion Engine | IC | 0.6 | Y | IPP CHP | NG | natural gas peaker | FALSE
58946 | Landfill Gas | IC | 1.4 | N | IPP Non-CHP | LFG | biomass | TRUE
58946 | Landfill Gas | IC | 1.4 | N | IPP Non-CHP | LFG | biomass | TRUE
58946 | Landfill Gas | IC | 1.4 | N | IPP Non-CHP | LFG | biomass | TRUE
58947 | Petroleum Liquids | IC | 0.9 | N | IPP Non-CHP | DFO | petroleum | TRUE
58947 | Natural Gas Fired Combustion Turbine | GT | 4 | N | IPP Non-CHP | NG | natural gas peaker | TRUE
58948 | Petroleum Liquids | IC | 0.8 | N | IPP Non-CHP | DFO | petroleum | TRUE
58948 | Petroleum Liquids | IC | 1.8 | N | IPP Non-CHP | DFO | petroleum | TRUE
58948 | Natural Gas Fired Combustion Turbine | GT | 4.6 | N | IPP Non-CHP | NG | natural gas peaker | TRUE
58949 | Solar Photovoltaic | PV | 1.5 | N | IPP Non-CHP | SUN | solar PV | TRUE
58952 | Solar Photovoltaic | PV | 4.8 | N | IPP Non-CHP | SUN | solar PV | TRUE
58953 | Solar Photovoltaic | PV | 2.7 | N | IPP Non-CHP | SUN | solar PV | TRUE
58954 | Solar Photovoltaic | PV | 1 | N | IPP Non-CHP | SUN | solar PV | TRUE
58955 | Solar Photovoltaic | PV | 4.8 | N | IPP Non-CHP | SUN | solar PV | TRUE
58956 | Solar Photovoltaic | PV | 4.8 | N | IPP Non-CHP | SUN | solar PV | TRUE
58957 | Solar Photovoltaic | PV | 4.8 | N | IPP Non-CHP | SUN | solar PV | TRUE
58958 | Onshore Wind Turbine | WT | 1.5 | N | IPP Non-CHP | WND | onshore wind | TRUE
58959 | Solar Photovoltaic | PV | 2.8 | N | IPP Non-CHP | SUN | solar PV | TRUE
58960 | Other Waste Biomass | IC | 1.1 | Y | Commercial CHP | OBG | biomass | FALSE
58960 | Other Waste Biomass | IC | 1.1 | Y | Commercial CHP | OBG | biomass | FALSE
58960 | Other Waste Biomass | IC | 1.1 | Y | Commercial CHP | OBG | biomass | FALSE
58960 | Other Waste Biomass | IC | 1.1 | Y | Commercial CHP | OBG | biomass | FALSE
58961 | Solar Photovoltaic | PV | 2 | N | IPP Non-CHP | SUN | solar PV | TRUE
58963 | Solar Photovoltaic | PV | 1 | N | IPP Non-CHP | SUN | solar PV | TRUE
58964 | Solar Photovoltaic | PV | 2 | N | IPP Non-CHP | SUN | solar PV | TRUE
58965 | Onshore Wind Turbine | WT | 107.5 | N | Electric Utility | WND | onshore wind | TRUE
58966 | Onshore Wind Turbine | WT | 10 | N | IPP Non-CHP | WND | onshore wind | TRUE
58967 | Other Waste Biomass | IC | 0.8 | N | IPP Non-CHP | OBG | biomass | TRUE
58967 | Other Waste Biomass | IC | 0.8 | N | IPP Non-CHP | OBG | biomass | TRUE
58967 | Other Waste Biomass | IC | 0.8 | N | IPP Non-CHP | OBG | biomass | TRUE
58968 | Other Waste Biomass | IC | 1.5 | N | IPP Non-CHP | OBG | biomass | TRUE
58968 | Other Waste Biomass | IC | 1.5 | N | IPP Non-CHP | OBG | biomass | TRUE
58968 | Other Waste Biomass | IC | 1.5 | N | IPP Non-CHP | OBG | biomass | TRUE
58969 | Other Waste Biomass | IC | 0.8 | N | IPP Non-CHP | OBG | biomass | TRUE
58969 | Other Waste Biomass | IC | 0.8 | N | IPP Non-CHP | OBG | biomass | TRUE
58970 | Other Waste Biomass | IC | 1.1 | N | IPP Non-CHP | OBG | biomass | TRUE
58970 | Other Waste Biomass | IC | 1.1 | N | IPP Non-CHP | OBG | biomass | TRUE
58970 | Other Waste Biomass | IC | 1.1 | N | IPP Non-CHP | OBG | biomass | TRUE
58971 | Other Waste Biomass | IC | 1.1 | N | IPP Non-CHP | OBG | biomass | TRUE
58971 | Other Waste Biomass | IC | 1.1 | N | IPP Non-CHP | OBG | biomass | TRUE
58971 | Other Waste Biomass | IC | 1.1 | N | IPP Non-CHP | OBG | biomass | TRUE
58972 | Solar Photovoltaic | PV | 13.6 | N | Electric Utility | SUN | solar PV | TRUE
58973 | Solar Photovoltaic | PV | 19.8 | N | IPP Non-CHP | SUN | solar PV | TRUE
58974 | Solar Photovoltaic | PV | 0.8 | N | IPP Non-CHP | SUN | solar PV | TRUE
58977 | Conventional Hydroelectric | HY | 3.9 | N | Electric Utility | WAT | hydro | TRUE
58977 | Conventional Hydroelectric | HY | 0.9 | N | Electric Utility | WAT | hydro | TRUE
58978 | Other Waste Biomass | IC | 1.5 | N | IPP Non-CHP | OBG | biomass | TRUE
58980 | Other Waste Biomass | IC | 0.6 | Y | Commercial CHP | OBG | biomass | FALSE
58980 | Other Waste Biomass | IC | 0.6 | Y | Commercial CHP | OBG | biomass | FALSE
58980 | Other Waste Biomass | IC | 0.6 | Y | Commercial CHP | OBG | biomass | FALSE
58981 | Onshore Wind Turbine | WT | 73.1 | N | IPP Non-CHP | WND | onshore wind | TRUE
58983 | Solar Photovoltaic | PV | 45 | N | IPP Non-CHP | SUN | solar PV | TRUE
58984 | Solar Photovoltaic | PV | 19 | N | IPP Non-CHP | SUN | solar PV | TRUE
58985 | Solar Photovoltaic | PV | 20 | N | IPP Non-CHP | SUN | solar PV | TRUE
58986 | Solar Photovoltaic | PV | 20 | N | IPP Non-CHP | SUN | solar PV | TRUE
58989 | Natural Gas Internal Combustion Engine | IC | 16.5 | N | Electric Utility | NG | natural gas peaker | TRUE
58989 | Natural Gas Internal Combustion Engine | IC | 16.5 | N | Electric Utility | NG | natural gas peaker | TRUE
58989 | Natural Gas Internal Combustion Engine | IC | 16.5 | N | Electric Utility | NG | natural gas peaker | TRUE
58989 | Natural Gas Internal Combustion Engine | IC | 16.5 | N | Electric Utility | NG | natural gas peaker | TRUE
58989 | Natural Gas Internal Combustion Engine | IC | 16.5 | N | Electric Utility | NG | natural gas peaker | TRUE
58989 | Natural Gas Internal Combustion Engine | IC | 16.5 | N | Electric Utility | NG | natural gas peaker | TRUE
58989 | Natural Gas Internal Combustion Engine | IC | 16.5 | N | Electric Utility | NG | natural gas peaker | TRUE
58989 | Natural Gas Internal Combustion Engine | IC | 16.5 | N | Electric Utility | NG | natural gas peaker | TRUE
58989 | Natural Gas Internal Combustion Engine | IC | 16.5 | N | Electric Utility | NG | natural gas peaker | TRUE
58989 | Natural Gas Internal Combustion Engine | IC | 16.5 | N | Electric Utility | NG | natural gas peaker | TRUE
58990 | Solar Photovoltaic | PV | 15 | N | IPP Non-CHP | SUN | solar PV | TRUE
58991 | Solar Photovoltaic | PV | 20 | N | IPP Non-CHP | SUN | solar PV | TRUE
58992 | Onshore Wind Turbine | WT | 1.7 | N | Commercial Non-CHP | WND | onshore wind | FALSE
58992 | Onshore Wind Turbine | WT | 1.7 | N | Commercial Non-CHP | WND | onshore wind | FALSE
58993 | Landfill Gas | IC | 0.9 | N | IPP Non-CHP | LFG | biomass | TRUE
58993 | Landfill Gas | IC | 0.9 | N | IPP Non-CHP | LFG | biomass | TRUE
58993 | Landfill Gas | IC | 0.9 | N | IPP Non-CHP | LFG | biomass | TRUE
58994 | Onshore Wind Turbine | WT | 98.8 | N | IPP Non-CHP | WND | onshore wind | TRUE
58995 | Onshore Wind Turbine | WT | 1.6 | N | IPP Non-CHP | WND | onshore wind | TRUE
58996 | Petroleum Liquids | IC | 0.4 | N | IPP Non-CHP | DFO | petroleum | TRUE
58996 | Petroleum Liquids | IC | 1.7 | N | IPP Non-CHP | DFO | petroleum | TRUE
58996 | Petroleum Liquids | IC | 1.7 | N | IPP Non-CHP | DFO | petroleum | TRUE
58998 | Onshore Wind Turbine | WT | 200 | N | IPP Non-CHP | WND | onshore wind | TRUE
58999 | Onshore Wind Turbine | WT | 74 | N | IPP Non-CHP | WND | onshore wind | TRUE
59001 | Solar Photovoltaic | PV | 7.8 | N | Electric Utility | SUN | solar PV | TRUE
59003 | Onshore Wind Turbine | WT | 9.7 | N | IPP Non-CHP | WND | onshore wind | TRUE
59008 | Solar Photovoltaic | PV | 15 | N | IPP Non-CHP | SUN | solar PV | TRUE
59009 | Solar Photovoltaic | PV | 27 | N | IPP Non-CHP | SUN | solar PV | TRUE
59010 | Solar Photovoltaic | PV | 55 | N | IPP Non-CHP | SUN | solar PV | TRUE
59011 | Landfill Gas | IC | 1.5 | N | IPP Non-CHP | LFG | biomass | TRUE
59012 | Other Waste Biomass | GT | 4 | Y | IPP CHP | OBG | biomass | FALSE
59012 | Other Waste Biomass | GT | 4 | Y | IPP CHP | OBG | biomass | FALSE
59012 | Other Waste Biomass | GT | 4 | Y | IPP CHP | OBG | biomass | FALSE
59013 | Solar Photovoltaic | PV | 2.5 | N | IPP Non-CHP | SUN | solar PV | TRUE
59014 | Solar Photovoltaic | PV | 4.9 | N | IPP Non-CHP | SUN | solar PV | TRUE
59015 | Solar Photovoltaic | PV | 2 | N | IPP Non-CHP | SUN | solar PV | TRUE
59018 | Solar Photovoltaic | PV | 2 | N | IPP Non-CHP | SUN | solar PV | TRUE
59019 | Solar Photovoltaic | PV | 2 | N | IPP Non-CHP | SUN | solar PV | TRUE
59020 | Solar Photovoltaic | PV | 32 | N | Electric Utility | SUN | solar PV | TRUE
59021 | Onshore Wind Turbine | WT | 98 | N | IPP Non-CHP | WND | onshore wind | TRUE
59022 | Onshore Wind Turbine | WT | 2 | N | IPP Non-CHP | WND | onshore wind | TRUE
59023 | Onshore Wind Turbine | WT | 2 | N | IPP Non-CHP | WND | onshore wind | TRUE
59024 | Onshore Wind Turbine | WT | 1 | N | IPP Non-CHP | WND | onshore wind | TRUE
59026 | Other Waste Biomass | IC | 0.9 | N | IPP Non-CHP | OBG | biomass | TRUE
59026 | Other Waste Biomass | IC | 0.9 | N | IPP Non-CHP | OBG | biomass | TRUE
59026 | Solar Photovoltaic | PV | 0.8 | N | IPP Non-CHP | SUN | solar PV | TRUE
59028 | Solar Photovoltaic | PV | 1.5 | N | IPP Non-CHP | SUN | solar PV | TRUE
59029 | Solar Photovoltaic | PV | 2 | N | IPP Non-CHP | SUN | solar PV | TRUE
59030 | Solar Photovoltaic | PV | 3 | N | IPP Non-CHP | SUN | solar PV | TRUE
59031 | Solar Photovoltaic | PV | 1.5 | N | IPP Non-CHP | SUN | solar PV | TRUE
59032 | Solar Photovoltaic | PV | 2.5 | N | IPP Non-CHP | SUN | solar PV | TRUE
59033 | Solar Photovoltaic | PV | 1.5 | N | IPP Non-CHP | SUN | solar PV | TRUE
59034 | Onshore Wind Turbine | WT | 204 | N | IPP Non-CHP | WND | onshore wind | TRUE
59035 | Petroleum Liquids | IC | 0.5 | N | IPP Non-CHP | DFO | petroleum | TRUE
59035 | Petroleum Liquids | IC | 0.5 | N | IPP Non-CHP | DFO | petroleum | TRUE
59038 | Solar Photovoltaic | PV | 3.5 | N | IPP Non-CHP | SUN | solar PV | TRUE
59039 | Solar Photovoltaic | PV | 2 | N | IPP Non-CHP | SUN | solar PV | TRUE
59042 | Solar Photovoltaic | PV | 2 | N | IPP Non-CHP | SUN | solar PV | TRUE
59043 | Solar Photovoltaic | PV | 2 | N | IPP Non-CHP | SUN | solar PV | TRUE
59044 | Solar Photovoltaic | PV | 6 | N | Electric Utility | SUN | solar PV | TRUE
59045 | Natural Gas Internal Combustion Engine | IC | 9 | N | Electric Utility | NG | natural gas peaker | TRUE
59045 | Natural Gas Internal Combustion Engine | IC | 9 | N | Electric Utility | NG | natural gas peaker | TRUE
59045 | Natural Gas Internal Combustion Engine | IC | 9 | N | Electric Utility | NG | natural gas peaker | TRUE
59046 | Solar Photovoltaic | PV | 1 | N | IPP Non-CHP | SUN | solar PV | TRUE
59049 | Solar Photovoltaic | PV | 2.2 | N | IPP Non-CHP | SUN | solar PV | TRUE
59050 | Solar Photovoltaic | PV | 2 | N | IPP Non-CHP | SUN | solar PV | TRUE
59051 | Solar Photovoltaic | PV | 2 | N | IPP Non-CHP | SUN | solar PV | TRUE
59052 | Solar Photovoltaic | PV | 4 | N | IPP Non-CHP | SUN | solar PV | TRUE
59055 | Natural Gas Internal Combustion Engine | IC | 3 | N | IPP Non-CHP | NG | natural gas peaker | TRUE
59055 | Solar Photovoltaic | PV | 2.4 | N | IPP Non-CHP | SUN | solar PV | TRUE
59056 | Natural Gas Internal Combustion Engine | IC | 3.8 | N | IPP Non-CHP | NG | natural gas peaker | TRUE
59057 | Solar Photovoltaic | PV | 2.7 | N | IPP Non-CHP | SUN | solar PV | TRUE
59058 | Solar Photovoltaic | PV | 1 | N | IPP Non-CHP | SUN | solar PV | TRUE
59059 | Solar Photovoltaic | PV | 2 | N | IPP Non-CHP | SUN | solar PV | TRUE
59060 | Solar Photovoltaic | PV | 0.3 | N | IPP Non-CHP | SUN | solar PV | TRUE
59071 | Onshore Wind Turbine | WT | 20.7 | N | IPP Non-CHP | WND | onshore wind | TRUE
59072 | Other Waste Biomass | IC | 1 | N | Industrial Non-CHP | OBG | biomass | FALSE
59073 | Natural Gas Fired Combustion Turbine | GT | 8.5 | N | Commercial Non-CHP | NG | natural gas peaker | FALSE
59073 | Natural Gas Fired Combustion Turbine | GT | 8.5 | N | Commercial Non-CHP | NG | natural gas peaker | FALSE
59073 | Natural Gas Fired Combustion Turbine | GT | 8.5 | N | Commercial Non-CHP | NG | natural gas peaker | FALSE
59073 | Natural Gas Fired Combustion Turbine | GT | 21.7 | N | Commercial Non-CHP | NG | natural gas peaker | FALSE
59073 | Natural Gas Fired Combustion Turbine | GT | 21.7 | N | Commercial Non-CHP | NG | natural gas peaker | FALSE
59073 | Natural Gas Fired Combustion Turbine | GT | 12.9 | N | Commercial Non-CHP | NG | natural gas peaker | FALSE
59074 | Petroleum Liquids | IC | 2.3 | N | IPP Non-CHP | DFO | petroleum | TRUE
59074 | Petroleum Liquids | IC | 2.3 | N | IPP Non-CHP | DFO | petroleum | TRUE
59074 | Petroleum Liquids | IC | 2.3 | N | IPP Non-CHP | DFO | petroleum | TRUE
59074 | Petroleum Liquids | IC | 2.3 | N | IPP Non-CHP | DFO | petroleum | TRUE
59074 | Petroleum Liquids | IC | 2.3 | N | IPP Non-CHP | DFO | petroleum | TRUE
59074 | Petroleum Liquids | IC | 2.3 | N | IPP Non-CHP | DFO | petroleum | TRUE
59074 | Petroleum Liquids | IC | 2.3 | N | IPP Non-CHP | DFO | petroleum | TRUE
59074 | Petroleum Liquids | IC | 2.3 | N | IPP Non-CHP | DFO | petroleum | TRUE
59074 | Petroleum Liquids | IC | 2.3 | N | IPP Non-CHP | DFO | petroleum | TRUE
59074 | Petroleum Liquids | IC | 2.3 | N | IPP Non-CHP | DFO | petroleum | TRUE
59074 | Petroleum Liquids | IC | 2.3 | N | IPP Non-CHP | DFO | petroleum | TRUE
59074 | Petroleum Liquids | IC | 2.2 | N | IPP Non-CHP | DFO | petroleum | TRUE
59074 | Petroleum Liquids | IC | 2.2 | N | IPP Non-CHP | DFO | petroleum | TRUE
59074 | Petroleum Liquids | IC | 2.2 | N | IPP Non-CHP | DFO | petroleum | TRUE
59074 | Petroleum Liquids | IC | 2.2 | N | IPP Non-CHP | DFO | petroleum | TRUE
59074 | Petroleum Liquids | IC | 2.2 | N | IPP Non-CHP | DFO | petroleum | TRUE
59074 | Petroleum Liquids | IC | 2.2 | N | IPP Non-CHP | DFO | petroleum | TRUE
59074 | Petroleum Liquids | IC | 2.2 | N | IPP Non-CHP | DFO | petroleum | TRUE
59074 | Petroleum Liquids | IC | 2.2 | N | IPP Non-CHP | DFO | petroleum | TRUE
59074 | Petroleum Liquids | IC | 2.2 | N | IPP Non-CHP | DFO | petroleum | TRUE
59074 | Petroleum Liquids | IC | 2.2 | N | IPP Non-CHP | DFO | petroleum | TRUE
59074 | Petroleum Liquids | IC | 2.2 | N | IPP Non-CHP | DFO | petroleum | TRUE
59074 | Petroleum Liquids | IC | 2.2 | N | IPP Non-CHP | DFO | petroleum | TRUE
59074 | Petroleum Liquids | IC | 2.2 | N | IPP Non-CHP | DFO | petroleum | TRUE
59074 | Petroleum Liquids | IC | 2.2 | N | IPP Non-CHP | DFO | petroleum | TRUE
59074 | Petroleum Liquids | IC | 2.2 | N | IPP Non-CHP | DFO | petroleum | TRUE
59074 | Petroleum Liquids | IC | 2.2 | N | IPP Non-CHP | DFO | petroleum | TRUE
59074 | Petroleum Liquids | IC | 2.3 | N | IPP Non-CHP | DFO | petroleum | TRUE
59074 | Petroleum Liquids | IC | 2.3 | N | IPP Non-CHP | DFO | petroleum | TRUE
59075 | Solar Photovoltaic | PV | 1 | N | IPP Non-CHP | SUN | solar PV | TRUE
59077 | Solar Photovoltaic | PV | 1.5 | N | IPP Non-CHP | SUN | solar PV | TRUE
59078 | Solar Photovoltaic | PV | 4 | N | IPP Non-CHP | SUN | solar PV | TRUE
59079 | Solar Photovoltaic | PV | 1 | N | IPP Non-CHP | SUN | solar PV | TRUE
59080 | Solar Photovoltaic | PV | 1 | N | IPP Non-CHP | SUN | solar PV | TRUE
59081 | Solar Photovoltaic | PV | 4 | N | IPP Non-CHP | SUN | solar PV | TRUE
59082 | Solar Photovoltaic | PV | 5 | N | IPP Non-CHP | SUN | solar PV | TRUE
59083 | Onshore Wind Turbine | WT | 200.6 | N | IPP Non-CHP | WND | onshore wind | TRUE
59085 | Solar Photovoltaic | PV | 4.5 | N | IPP Non-CHP | SUN | solar PV | TRUE
59086 | Solar Photovoltaic | PV | 12 | N | IPP Non-CHP | SUN | solar PV | TRUE
59087 | Solar Photovoltaic | PV | 11 | N | IPP Non-CHP | SUN | solar PV | TRUE
59090 | Solar Photovoltaic | PV | 2.5 | N | IPP Non-CHP | SUN | solar PV | TRUE
59094 | Solar Photovoltaic | PV | 1.5 | N | IPP Non-CHP | SUN | solar PV | TRUE
59095 | Solar Photovoltaic | PV | 1 | N | IPP Non-CHP | SUN | solar PV | TRUE
59096 | Solar Photovoltaic | PV | 1 | N | IPP Non-CHP | SUN | solar PV | TRUE
59097 | Solar Photovoltaic | PV | 10.1 | N | IPP Non-CHP | SUN | solar PV | TRUE
59098 | Solar Photovoltaic | PV | 1 | N | IPP Non-CHP | SUN | solar PV | TRUE
59099 | Solar Photovoltaic | PV | 1 | N | IPP Non-CHP | SUN | solar PV | TRUE
59100 | Solar Photovoltaic | PV | 4.9 | N | IPP Non-CHP | SUN | solar PV | TRUE
59102 | Solar Photovoltaic | PV | 5 | N | IPP Non-CHP | SUN | solar PV | TRUE
59105 | Solar Photovoltaic | PV | 4.9 | N | IPP Non-CHP | SUN | solar PV | TRUE
59106 | Solar Photovoltaic | PV | 2 | N | IPP Non-CHP | SUN | solar PV | TRUE
59107 | Solar Photovoltaic | PV | 5 | N | IPP Non-CHP | SUN | solar PV | TRUE
59109 | Solar Photovoltaic | PV | 5 | N | IPP Non-CHP | SUN | solar PV | TRUE
59110 | Solar Photovoltaic | PV | 4.9 | N | IPP Non-CHP | SUN | solar PV | TRUE
59111 | Solar Photovoltaic | PV | 5 | N | IPP Non-CHP | SUN | solar PV | TRUE
59113 | Solar Photovoltaic | PV | 5 | N | IPP Non-CHP | SUN | solar PV | TRUE
59114 | Solar Photovoltaic | PV | 2 | N | IPP Non-CHP | SUN | solar PV | TRUE
59115 | Solar Photovoltaic | PV | 1.9 | N | IPP Non-CHP | SUN | solar PV | TRUE
59116 | Landfill Gas | IC | 2.1 | N | Commercial Non-CHP | LFG | biomass | FALSE
59117 | Solar Photovoltaic | PV | 23.1 | N | Electric Utility | SUN | solar PV | TRUE
59118 | Onshore Wind Turbine | WT | 165 | N | IPP Non-CHP | WND | onshore wind | TRUE
59119 | Solar Photovoltaic | PV | 2 | N | IPP Non-CHP | SUN | solar PV | TRUE
59120 | Solar Photovoltaic | PV | 2 | N | IPP Non-CHP | SUN | solar PV | TRUE
59121 | Solar Photovoltaic | PV | 1.9 | N | IPP Non-CHP | SUN | solar PV | TRUE
59122 | Solar Photovoltaic | PV | 1.5 | N | IPP Non-CHP | SUN | solar PV | TRUE
59123 | Solar Photovoltaic | PV | 5 | N | IPP Non-CHP | SUN | solar PV | TRUE
59124 | Solar Photovoltaic | PV | 3 | N | IPP Non-CHP | SUN | solar PV | TRUE
59125 | Solar Photovoltaic | PV | 2 | N | IPP Non-CHP | SUN | solar PV | TRUE
59126 | Solar Photovoltaic | PV | 5 | N | IPP Non-CHP | SUN | solar PV | TRUE
59127 | Solar Photovoltaic | PV | 5 | N | IPP Non-CHP | SUN | solar PV | TRUE
59128 | Solar Photovoltaic | PV | 3.2 | N | IPP Non-CHP | SUN | solar PV | TRUE
59129 | Solar Photovoltaic | PV | 1.1 | N | IPP Non-CHP | SUN | solar PV | TRUE
59130 | Solar Photovoltaic | PV | 1.3 | N | IPP Non-CHP | SUN | solar PV | TRUE
59131 | Solar Photovoltaic | PV | 1.3 | N | IPP Non-CHP | SUN | solar PV | TRUE
59132 | Solar Photovoltaic | PV | 1.1 | N | IPP Non-CHP | SUN | solar PV | TRUE
59133 | Solar Photovoltaic | PV | 1.1 | N | IPP Non-CHP | SUN | solar PV | TRUE
59134 | Solar Photovoltaic | PV | 1.9 | N | IPP Non-CHP | SUN | solar PV | TRUE
59135 | Solar Photovoltaic | PV | 2.6 | N | IPP Non-CHP | SUN | solar PV | TRUE
59136 | Solar Photovoltaic | PV | 1.3 | N | IPP Non-CHP | SUN | solar PV | TRUE
59137 | Solar Photovoltaic | PV | 5.6 | N | IPP Non-CHP | SUN | solar PV | TRUE
59138 | Solar Photovoltaic | PV | 1.1 | N | IPP Non-CHP | SUN | solar PV | TRUE
59139 | Solar Photovoltaic | PV | 1.1 | N | IPP Non-CHP | SUN | solar PV | TRUE
59140 | Solar Photovoltaic | PV | 4.5 | N | IPP Non-CHP | SUN | solar PV | TRUE
59142 | Landfill Gas | IC | 1.6 | N | IPP Non-CHP | LFG | biomass | TRUE
59143 | Landfill Gas | IC | 3.1 | N | IPP Non-CHP | LFG | biomass | TRUE
59144 | Solar Photovoltaic | PV | 1.8 | N | IPP Non-CHP | SUN | solar PV | TRUE
59146 | Solar Photovoltaic | PV | 3 | N | IPP Non-CHP | SUN | solar PV | TRUE
59147 | Onshore Wind Turbine | WT | 30 | N | IPP Non-CHP | WND | onshore wind | TRUE
59151 | Other Waste Biomass | IC | 1.6 | N | Commercial Non-CHP | OBG | biomass | FALSE
59151 | Other Waste Biomass | IC | 1.6 | N | Commercial Non-CHP | OBG | biomass | FALSE
59152 | Solar Photovoltaic | PV | 5 | N | IPP Non-CHP | SUN | solar PV | TRUE
59153 | Solar Photovoltaic | PV | 20 | N | IPP Non-CHP | SUN | solar PV | TRUE
59154 | Solar Photovoltaic | PV | 5 | N | IPP Non-CHP | SUN | solar PV | TRUE
59155 | Solar Photovoltaic | PV | 20 | N | IPP Non-CHP | SUN | solar PV | TRUE
59156 | Solar Photovoltaic | PV | 5 | N | IPP Non-CHP | SUN | solar PV | TRUE
59157 | Solar Photovoltaic | PV | 5 | N | IPP Non-CHP | SUN | solar PV | TRUE
59158 | Solar Photovoltaic | PV | 5 | N | IPP Non-CHP | SUN | solar PV | TRUE
59163 | Solar Photovoltaic | PV | 5 | N | IPP Non-CHP | SUN | solar PV | TRUE
59166 | Solar Photovoltaic | PV | 1.2 | N | Commercial Non-CHP | SUN | solar PV | FALSE
59167 | Solar Photovoltaic | PV | 1.5 | N | IPP Non-CHP | SUN | solar PV | TRUE
59168 | Solar Photovoltaic | PV | 29 | N | IPP Non-CHP | SUN | solar PV | TRUE
59169 | Solar Photovoltaic | PV | 1.5 | N | IPP Non-CHP | SUN | solar PV | TRUE
59170 | Solar Photovoltaic | PV | 5 | N | IPP Non-CHP | SUN | solar PV | TRUE
59171 | Solar Photovoltaic | PV | 5 | N | IPP Non-CHP | SUN | solar PV | TRUE
59172 | Solar Photovoltaic | PV | 3.8 | N | IPP Non-CHP | SUN | solar PV | TRUE
59173 | Solar Photovoltaic | PV | 5 | N | IPP Non-CHP | SUN | solar PV | TRUE
59174 | Solar Photovoltaic | PV | 5 | N | IPP Non-CHP | SUN | solar PV | TRUE
59176 | Solar Photovoltaic | PV | 5 | N | IPP Non-CHP | SUN | solar PV | TRUE
59178 | Solar Photovoltaic | PV | 3 | N | IPP Non-CHP | SUN | solar PV | TRUE
59179 | Solar Photovoltaic | PV | 4 | N | IPP Non-CHP | SUN | solar PV | TRUE
59180 | Solar Photovoltaic | PV | 1.5 | N | IPP Non-CHP | SUN | solar PV | TRUE
59181 | Other Waste Biomass | GT | 1 | Y | IPP CHP | OBG | biomass | FALSE
59182 | Solar Photovoltaic | PV | 1.5 | N | IPP Non-CHP | SUN | solar PV | TRUE
59183 | Solar Photovoltaic | PV | 19.8 | N | IPP Non-CHP | SUN | solar PV | TRUE
59184 | Solar Photovoltaic | PV | 15.8 | N | IPP Non-CHP | SUN | solar PV | TRUE
59185 | Solar Photovoltaic | PV | 5 | N | IPP Non-CHP | SUN | solar PV | TRUE
59186 | Solar Photovoltaic | PV | 7 | N | IPP Non-CHP | SUN | solar PV | TRUE
59187 | Onshore Wind Turbine | WT | 80 | N | Electric Utility | WND | onshore wind | TRUE
59188 | Solar Photovoltaic | PV | 15.8 | N | IPP Non-CHP | SUN | solar PV | TRUE
59189 | Solar Photovoltaic | PV | 2 | N | IPP Non-CHP | SUN | solar PV | TRUE
59190 | Solar Photovoltaic | PV | 2 | N | IPP Non-CHP | SUN | solar PV | TRUE
59191 | Solar Photovoltaic | PV | 5 | N | IPP Non-CHP | SUN | solar PV | TRUE
59192 | Solar Photovoltaic | PV | 5 | N | IPP Non-CHP | SUN | solar PV | TRUE
59194 | Petroleum Liquids | IC | 2 | N | Electric Utility | DFO | petroleum | TRUE
59195 | Petroleum Liquids | IC | 2 | N | Electric Utility | DFO | petroleum | TRUE
59196 | Petroleum Liquids | IC | 2 | N | Electric Utility | DFO | petroleum | TRUE
59198 | Solar Photovoltaic | PV | 1.6 | N | IPP Non-CHP | SUN | solar PV | TRUE
59199 | Solar Photovoltaic | PV | 1.6 | N | IPP Non-CHP | SUN | solar PV | TRUE
59200 | Onshore Wind Turbine | WT | 150 | N | Electric Utility | WND | onshore wind | TRUE
59201 | Onshore Wind Turbine | WT | 200 | N | Electric Utility | WND | onshore wind | TRUE
59203 | Solar Photovoltaic | PV | 1.5 | N | IPP Non-CHP | SUN | solar PV | TRUE
59203 | Solar Photovoltaic | PV | 1.5 | N | IPP Non-CHP | SUN | solar PV | TRUE
59203 | Solar Photovoltaic | PV | 1.5 | N | IPP Non-CHP | SUN | solar PV | TRUE
59204 | Solar Photovoltaic | PV | 5.5 | N | IPP Non-CHP | SUN | solar PV | TRUE
59205 | Solar Photovoltaic | PV | 100 | N | IPP Non-CHP | SUN | solar PV | TRUE
59219 | Solar Photovoltaic | PV | 1.5 | N | IPP Non-CHP | SUN | solar PV | TRUE
59219 | Solar Photovoltaic | PV | 1.5 | N | IPP Non-CHP | SUN | solar PV | TRUE
59221 | Landfill Gas | IC | 1.6 | N | IPP Non-CHP | LFG | biomass | TRUE
59221 | Landfill Gas | IC | 1.6 | N | IPP Non-CHP | LFG | biomass | TRUE
59221 | Landfill Gas | IC | 1.6 | N | IPP Non-CHP | LFG | biomass | TRUE
59233 | Natural Gas Fired Combined Cycle | CS | 5 | Y | Commercial CHP | NG | natural gas nonpeaker | FALSE
59234 | Onshore Wind Turbine | WT | 100 | N | IPP Non-CHP | WND | onshore wind | TRUE
59235 | Onshore Wind Turbine | WT | 19.8 | N | IPP Non-CHP | WND | onshore wind | TRUE
59236 | Onshore Wind Turbine | WT | 99 | N | IPP Non-CHP | WND | onshore wind | TRUE
59237 | Solar Photovoltaic | PV | 20 | N | IPP Non-CHP | SUN | solar PV | TRUE
59238 | Onshore Wind Turbine | WT | 67.6 | N | IPP Non-CHP | WND | onshore wind | TRUE
59239 | Solar Photovoltaic | PV | 1 | N | IPP Non-CHP | SUN | solar PV | TRUE
59240 | Landfill Gas | IC | 1.4 | N | IPP Non-CHP | LFG | biomass | TRUE
59240 | Landfill Gas | IC | 1.4 | N | IPP Non-CHP | LFG | biomass | TRUE
59241 | Solar Photovoltaic | PV | 3 | N | IPP Non-CHP | SUN | solar PV | TRUE
59242 | Solar Photovoltaic | PV | 2 | N | IPP Non-CHP | SUN | solar PV | TRUE
59248 | Solar Photovoltaic | PV | 1.5 | N | IPP Non-CHP | SUN | solar PV | TRUE
59254 | Landfill Gas | CA | 8.9 | N | IPP Non-CHP | LFG | biomass | TRUE
59254 | Landfill Gas | CT | 5.5 | N | IPP Non-CHP | LFG | biomass | TRUE
59254 | Landfill Gas | CT | 5.5 | N | IPP Non-CHP | LFG | biomass | TRUE
59254 | Landfill Gas | CT | 5.5 | N | IPP Non-CHP | LFG | biomass | TRUE
59254 | Landfill Gas | CT | 5.5 | N | IPP Non-CHP | LFG | biomass | TRUE
59255 | Other Gases | IC | 3 | N | Electric Utility | OG | other | TRUE
59255 | Other Gases | IC | 3 | N | Electric Utility | OG | other | TRUE
59255 | Other Gases | IC | 3 | N | Electric Utility | OG | other | TRUE
59255 | Other Gases | IC | 3 | N | Electric Utility | OG | other | TRUE
59256 | Batteries | BA | 2 | N | Electric Utility | MWH | other | TRUE
59257 | Batteries | BA | 4 | N | Electric Utility | MWH | other | TRUE
59260 | Other Waste Biomass | IC | 0.7 | N | Industrial Non-CHP | OBG | biomass | FALSE
59260 | Other Waste Biomass | IC | 0.3 | N | Industrial Non-CHP | OBG | biomass | FALSE
59261 | Other Natural Gas | FC | 1 | N | IPP Non-CHP | NG | other | TRUE
59262 | Solar Photovoltaic | PV | 5 | N | IPP Non-CHP | SUN | solar PV | TRUE
59265 | Solar Photovoltaic | PV | 1.5 | N | IPP Non-CHP | SUN | solar PV | TRUE
59267 | Solar Photovoltaic | PV | 1.5 | N | IPP Non-CHP | SUN | solar PV | TRUE
59268 | Solar Photovoltaic | PV | 1.5 | N | IPP Non-CHP | SUN | solar PV | TRUE
59269 | Solar Photovoltaic | PV | 1.5 | N | IPP Non-CHP | SUN | solar PV | TRUE
59270 | Solar Photovoltaic | PV | 1.5 | N | IPP Non-CHP | SUN | solar PV | TRUE
59271 | Solar Photovoltaic | PV | 1.5 | N | IPP Non-CHP | SUN | solar PV | TRUE
59272 | Solar Photovoltaic | PV | 1.5 | N | IPP Non-CHP | SUN | solar PV | TRUE
59273 | Solar Photovoltaic | PV | 10 | N | IPP Non-CHP | SUN | solar PV | TRUE
59274 | Solar Photovoltaic | PV | 5 | N | IPP Non-CHP | SUN | solar PV | TRUE
59275 | Solar Photovoltaic | PV | 1.3 | N | IPP Non-CHP | SUN | solar PV | TRUE
59277 | Solar Photovoltaic | PV | 1.3 | N | IPP Non-CHP | SUN | solar PV | TRUE
59278 | Solar Photovoltaic | PV | 1 | N | IPP Non-CHP | SUN | solar PV | TRUE
59279 | Other Natural Gas | FC | 1 | N | IPP Non-CHP | NG | other | TRUE
59280 | Other Natural Gas | FC | 1 | N | IPP Non-CHP | NG | other | TRUE
59281 | Other Natural Gas | FC | 9.8 | N | IPP Non-CHP | NG | other | TRUE
59282 | Other Natural Gas | FC | 1.6 | N | IPP Non-CHP | NG | other | TRUE
59283 | Solar Photovoltaic | PV | 1 | N | IPP Non-CHP | SUN | solar PV | TRUE
59284 | Onshore Wind Turbine | WT | 199 | N | IPP Non-CHP | WND | onshore wind | TRUE
59295 | Onshore Wind Turbine | WT | 1.5 | N | IPP Non-CHP | WND | onshore wind | TRUE
59297 | Solar Photovoltaic | PV | 1.5 | N | IPP Non-CHP | SUN | solar PV | TRUE
59300 | Solar Photovoltaic | PV | 1.5 | N | IPP Non-CHP | SUN | solar PV | TRUE
59300 | Solar Photovoltaic | PV | 1.5 | N | IPP Non-CHP | SUN | solar PV | TRUE
59310 | Landfill Gas | IC | 1.9 | N | IPP Non-CHP | LFG | biomass | TRUE
59310 | Landfill Gas | IC | 1.9 | N | IPP Non-CHP | LFG | biomass | TRUE
59311 | Onshore Wind Turbine | WT | 199 | N | IPP Non-CHP | WND | onshore wind | TRUE
59312 | Onshore Wind Turbine | WT | 98.6 | N | IPP Non-CHP | WND | onshore wind | TRUE
59318 | Solar Photovoltaic | PV | 5 | N | IPP Non-CHP | SUN | solar PV | TRUE
59319 | Solar Photovoltaic | PV | 8 | N | IPP Non-CHP | SUN | solar PV | TRUE
59320 | Onshore Wind Turbine | WT | 200 | N | IPP Non-CHP | WND | onshore wind | TRUE
59322 | Solar Photovoltaic | PV | 20 | N | IPP Non-CHP | SUN | solar PV | TRUE
59323 | Solar Photovoltaic | PV | 1.5 | N | IPP Non-CHP | SUN | solar PV | TRUE
59324 | Solar Photovoltaic | PV | 0.6 | N | IPP Non-CHP | SUN | solar PV | TRUE
59327 | Solar Photovoltaic | PV | 1 | N | Industrial Non-CHP | SUN | solar PV | FALSE
59328 | Onshore Wind Turbine | WT | 1 | N | Commercial Non-CHP | WND | onshore wind | FALSE
59329 | Onshore Wind Turbine | WT | 1 | N | IPP Non-CHP | WND | onshore wind | TRUE
59330 | Onshore Wind Turbine | WT | 1 | N | IPP Non-CHP | WND | onshore wind | TRUE
59331 | Onshore Wind Turbine | WT | 1.6 | N | Industrial Non-CHP | WND | onshore wind | FALSE
59332 | Onshore Wind Turbine | WT | 211.2 | N | IPP Non-CHP | WND | onshore wind | TRUE
59333 | Solar Photovoltaic | PV | 2 | N | IPP Non-CHP | SUN | solar PV | TRUE
59334 | Solar Photovoltaic | PV | 18 | N | IPP Non-CHP | SUN | solar PV | TRUE
59335 | Other Waste Biomass | IC | 1.9 | Y | IPP CHP | OBG | biomass | FALSE
59337 | Solar Photovoltaic | PV | 5 | N | IPP Non-CHP | SUN | solar PV | TRUE
59338 | Natural Gas Fired Combined Cycle | CT | 146 | N | IPP Non-CHP | NG | natural gas nonpeaker | TRUE
59338 | Natural Gas Fired Combined Cycle | CT | 146 | N | IPP Non-CHP | NG | natural gas nonpeaker | TRUE
59338 | Natural Gas Fired Combined Cycle | CT | 146 | N | IPP Non-CHP | NG | natural gas nonpeaker | TRUE
59338 | Natural Gas Fired Combined Cycle | CT | 146 | N | IPP Non-CHP | NG | natural gas nonpeaker | TRUE
59338 | Natural Gas Fired Combined Cycle | CA | 223 | N | IPP Non-CHP | NG | natural gas nonpeaker | TRUE
59338 | Natural Gas Fired Combined Cycle | CA | 223 | N | IPP Non-CHP | NG | natural gas nonpeaker | TRUE
59339 | Solar Photovoltaic | PV | 105.1 | N | IPP Non-CHP | SUN | solar PV | TRUE
59357 | Conventional Hydroelectric | HY | 1.4 | N | IPP Non-CHP | WAT | hydro | TRUE
59357 | Conventional Hydroelectric | HY | 6.1 | N | IPP Non-CHP | WAT | hydro | TRUE
59358 | Solar Photovoltaic | PV | 2 | N | IPP Non-CHP | SUN | solar PV | TRUE
59359 | Solar Photovoltaic | PV | 1.5 | N | IPP Non-CHP | SUN | solar PV | TRUE
59360 | Solar Photovoltaic | PV | 1 | N | IPP Non-CHP | SUN | solar PV | TRUE
59361 | Solar Photovoltaic | PV | 1.4 | N | IPP Non-CHP | SUN | solar PV | TRUE
59362 | Solar Photovoltaic | PV | 1.4 | N | IPP Non-CHP | SUN | solar PV | TRUE
59363 | Solar Photovoltaic | PV | 1.4 | N | IPP Non-CHP | SUN | solar PV | TRUE
59364 | Solar Photovoltaic | PV | 1.3 | N | IPP Non-CHP | SUN | solar PV | TRUE
59365 | Solar Photovoltaic | PV | 4.9 | N | IPP Non-CHP | SUN | solar PV | TRUE
59366 | Solar Photovoltaic | PV | 8.5 | N | IPP Non-CHP | SUN | solar PV | TRUE
59367 | Solar Photovoltaic | PV | 1.1 | N | IPP Non-CHP | SUN | solar PV | TRUE
59368 | Solar Photovoltaic | PV | 2.2 | N | IPP Non-CHP | SUN | solar PV | TRUE
59369 | Solar Photovoltaic | PV | 1 | N | IPP Non-CHP | SUN | solar PV | TRUE
59370 | Solar Photovoltaic | PV | 1.8 | N | IPP Non-CHP | SUN | solar PV | TRUE
59371 | Solar Photovoltaic | PV | 1.9 | N | IPP Non-CHP | SUN | solar PV | TRUE
59373 | Natural Gas Fired Combustion Turbine | GT | 1.2 | Y | Industrial CHP | NG | natural gas peaker | FALSE
59373 | Natural Gas Fired Combustion Turbine | GT | 1.2 | Y | Industrial CHP | NG | natural gas peaker | FALSE
59373 | Natural Gas Fired Combustion Turbine | GT | 1.2 | Y | Industrial CHP | NG | natural gas peaker | FALSE
59373 | Natural Gas Fired Combustion Turbine | GT | 1.1 | Y | Industrial CHP | NG | natural gas peaker | FALSE
59374 | Solar Photovoltaic | PV | 5 | N | IPP Non-CHP | SUN | solar PV | TRUE
59375 | Solar Photovoltaic | PV | 2 | N | IPP Non-CHP | SUN | solar PV | TRUE
59376 | Solar Photovoltaic | PV | 2 | N | IPP Non-CHP | SUN | solar PV | TRUE
59377 | Solar Photovoltaic | PV | 1.5 | N | IPP Non-CHP | SUN | solar PV | TRUE
59378 | Natural Gas Fired Combustion Turbine | GT | 4.3 | Y | IPP CHP | NG | natural gas peaker | FALSE
59379 | Petroleum Liquids | IC | 1.1 | N | Industrial Non-CHP | DFO | petroleum | FALSE
59380 | Solar Photovoltaic | PV | 19.5 | N | IPP Non-CHP | SUN | solar PV | TRUE
59381 | Natural Gas Fired Combustion Turbine | GT | 3 | Y | Commercial CHP | NG | natural gas peaker | FALSE
59382 | Geothermal | ST | 1.8 | N | Electric Utility | GEO | geothermal | TRUE
59383 | All Other | ST | 0.8 | N | Industrial Non-CHP | WH | other | FALSE
59384 | Onshore Wind Turbine | WT | 200 | N | IPP Non-CHP | WND | onshore wind | TRUE
59390 | Solar Photovoltaic | PV | 4.8 | N | IPP Non-CHP | SUN | solar PV | TRUE
59392 | Landfill Gas | IC | 1.2 | N | IPP Non-CHP | LFG | biomass | TRUE
59393 | Solar Photovoltaic | PV | 2 | N | IPP Non-CHP | SUN | solar PV | TRUE
59394 | Solar Photovoltaic | PV | 1.5 | N | IPP Non-CHP | SUN | solar PV | TRUE
59395 | Other Waste Biomass | IC | 0.4 | N | Commercial CHP | OBG | biomass | FALSE
59395 | Other Waste Biomass | FC | 1.1 | Y | Commercial CHP | OBG | biomass | FALSE
59395 | Solar Photovoltaic | PV | 0.1 | N | Commercial CHP | SUN | solar PV | FALSE
59395 | Solar Photovoltaic | PV | 1 | N | Commercial CHP | SUN | solar PV | FALSE
59396 | Solar Photovoltaic | PV | 5 | N | IPP Non-CHP | SUN | solar PV | TRUE
59404 | Solar Photovoltaic | PV | 17.5 | N | IPP Non-CHP | SUN | solar PV | TRUE
59405 | Solar Photovoltaic | PV | 1.3 | N | IPP Non-CHP | SUN | solar PV | TRUE
59406 | Solar Photovoltaic | PV | 2 | N | IPP Non-CHP | SUN | solar PV | TRUE
59407 | Solar Photovoltaic | PV | 10.3 | N | IPP Non-CHP | SUN | solar PV | TRUE
59408 | Solar Photovoltaic | PV | 20 | N | IPP Non-CHP | SUN | solar PV | TRUE
59409 | Solar Photovoltaic | PV | 1 | N | IPP Non-CHP | SUN | solar PV | TRUE
59410 | Solar Photovoltaic | PV | 1.5 | N | IPP Non-CHP | SUN | solar PV | TRUE
59411 | Solar Photovoltaic | PV | 1.5 | N | IPP Non-CHP | SUN | solar PV | TRUE
59412 | Solar Photovoltaic | PV | 20 | N | IPP Non-CHP | SUN | solar PV | TRUE
59413 | Solar Photovoltaic | PV | 19.8 | N | IPP Non-CHP | SUN | solar PV | TRUE
59414 | Solar Photovoltaic | PV | 20 | N | IPP Non-CHP | SUN | solar PV | TRUE
59415 | Petroleum Liquids | IC | 2.6 | N | Electric Utility | DFO | petroleum | TRUE
59415 | Petroleum Liquids | IC | 2.6 | N | Electric Utility | DFO | petroleum | TRUE
59415 | Petroleum Liquids | IC | 2.6 | N | Electric Utility | DFO | petroleum | TRUE
59415 | Petroleum Liquids | IC | 2.6 | N | Electric Utility | DFO | petroleum | TRUE
59416 | Solar Photovoltaic | PV | 2 | N | Electric Utility | SUN | solar PV | TRUE
59417 | Onshore Wind Turbine | WT | 20 | N | IPP Non-CHP | WND | onshore wind | TRUE
59421 | Solar Photovoltaic | PV | 1.5 | N | IPP Non-CHP | SUN | solar PV | TRUE
59422 | Solar Photovoltaic | PV | 1.5 | N | IPP Non-CHP | SUN | solar PV | TRUE
59423 | Solar Photovoltaic | PV | 1.5 | N | IPP Non-CHP | SUN | solar PV | TRUE
59424 | Solar Photovoltaic | PV | 7.5 | N | IPP Non-CHP | SUN | solar PV | TRUE
59425 | Landfill Gas | IC | 1.9 | N | IPP Non-CHP | LFG | biomass | TRUE
59425 | Landfill Gas | IC | 1.9 | N | IPP Non-CHP | LFG | biomass | TRUE
59425 | Landfill Gas | IC | 1.9 | N | IPP Non-CHP | LFG | biomass | TRUE
59426 | Solar Photovoltaic | PV | 5 | N | IPP Non-CHP | SUN | solar PV | TRUE
59427 | Solar Photovoltaic | PV | 5 | N | IPP Non-CHP | SUN | solar PV | TRUE
59428 | Conventional Hydroelectric | HY |  | N | IPP Non-CHP | WAT | hydro | TRUE
59428 | Conventional Hydroelectric | HY |  | N | IPP Non-CHP | WAT | hydro | TRUE
59429 | Solar Photovoltaic | PV | 5 | N | IPP Non-CHP | SUN | solar PV | TRUE
59430 | Solar Photovoltaic | PV | 5 | N | IPP Non-CHP | SUN | solar PV | TRUE
59431 | Solar Photovoltaic | PV | 20 | N | IPP Non-CHP | SUN | solar PV | TRUE
59432 | Solar Photovoltaic | PV | 2.7 | N | IPP Non-CHP | SUN | solar PV | TRUE
59433 | Solar Photovoltaic | PV | 2.7 | N | IPP Non-CHP | SUN | solar PV | TRUE
59434 | Solar Photovoltaic | PV | 3.4 | N | IPP Non-CHP | SUN | solar PV | TRUE
59435 | Onshore Wind Turbine | WT | 19.5 | N | IPP Non-CHP | WND | onshore wind | TRUE
59436 | Landfill Gas | IC | 1.5 | N | IPP Non-CHP | LFG | biomass | TRUE
59436 | Landfill Gas | IC | 0.8 | N | IPP Non-CHP | LFG | biomass | TRUE
59436 | Landfill Gas | IC | 0.8 | N | IPP Non-CHP | LFG | biomass | TRUE
59436 | Landfill Gas | IC | 0.8 | N | IPP Non-CHP | LFG | biomass | TRUE
59436 | Landfill Gas | IC | 0.8 | N | IPP Non-CHP | LFG | biomass | TRUE
59436 | Landfill Gas | IC | 1.5 | N | IPP Non-CHP | LFG | biomass | TRUE
59436 | Landfill Gas | IC | 1.5 | N | IPP Non-CHP | LFG | biomass | TRUE
59436 | Landfill Gas | IC | 1.5 | N | IPP Non-CHP | LFG | biomass | TRUE
59437 | Conventional Hydroelectric | HY | 0.8 | N | IPP Non-CHP | WAT | hydro | TRUE
59437 | Conventional Hydroelectric | HY | 0.8 | N | IPP Non-CHP | WAT | hydro | TRUE
59437 | Conventional Hydroelectric | HY | 0.8 | N | IPP Non-CHP | WAT | hydro | TRUE
59438 | Conventional Hydroelectric | HY | 1.3 | N | IPP Non-CHP | WAT | hydro | TRUE
59438 | Conventional Hydroelectric | HY | 1.3 | N | IPP Non-CHP | WAT | hydro | TRUE
59438 | Conventional Hydroelectric | HY | 1.3 | N | IPP Non-CHP | WAT | hydro | TRUE
59439 | Landfill Gas | IC | 1.5 | N | IPP Non-CHP | LFG | biomass | TRUE
59440 | Solar Photovoltaic | PV | 7 | N | IPP Non-CHP | SUN | solar PV | TRUE
59441 | Solar Photovoltaic | PV | 20 | N | IPP Non-CHP | SUN | solar PV | TRUE
59442 | Onshore Wind Turbine | WT | 200.1 | N | IPP Non-CHP | WND | onshore wind | TRUE
59443 | Solar Photovoltaic | PV | 20 | N | IPP Non-CHP | SUN | solar PV | TRUE
59444 | Solar Photovoltaic | PV | 10 | N | Electric Utility | SUN | solar PV | TRUE
59445 | Solar Photovoltaic | PV | 2 | N | IPP Non-CHP | SUN | solar PV | TRUE
59446 | Solar Photovoltaic | PV | 5 | N | IPP Non-CHP | SUN | solar PV | TRUE
59447 | Other Waste Biomass | IC | 1 | N | IPP Non-CHP | OBG | biomass | TRUE
59448 | Landfill Gas | GT | 3.5 | Y | Industrial CHP | LFG | biomass | FALSE
59448 | Natural Gas Fired Combustion Turbine | GT | 3.5 | N | Industrial CHP | NG | natural gas peaker | FALSE
59448 | Onshore Wind Turbine | WT | 1.5 | N | Industrial CHP | WND | onshore wind | FALSE
59448 | Onshore Wind Turbine | WT | 1.5 | N | Industrial CHP | WND | onshore wind | FALSE
59449 | Solar Photovoltaic | PV | 20 | N | IPP Non-CHP | SUN | solar PV | TRUE
59450 | Solar Photovoltaic | PV | 84 | N | IPP Non-CHP | SUN | solar PV | TRUE
59451 | Solar Photovoltaic | PV | 2.5 | N | IPP Non-CHP | SUN | solar PV | TRUE
59452 | Natural Gas Fired Combustion Turbine | GT | 4.1 | Y | Commercial CHP | NG | natural gas peaker | FALSE
59453 | Natural Gas Fired Combustion Turbine | GT | 3.5 | Y | Commercial CHP | NG | natural gas peaker | FALSE
59454 | Solar Photovoltaic | PV | 10 | N | IPP Non-CHP | SUN | solar PV | TRUE
59455 | Solar Photovoltaic | PV | 5 | N | IPP Non-CHP | SUN | solar PV | TRUE
59456 | Natural Gas Fired Combustion Turbine | GT | 4 | Y | Commercial CHP | NG | natural gas peaker | FALSE
59456 | Natural Gas Fired Combustion Turbine | GT | 4 | Y | Commercial CHP | NG | natural gas peaker | FALSE
59457 | Natural Gas Fired Combustion Turbine | GT | 4 | Y | Commercial CHP | NG | natural gas peaker | FALSE
59458 | Natural Gas Fired Combustion Turbine | GT | 4 | Y | Commercial CHP | NG | natural gas peaker | FALSE
59459 | Solar Photovoltaic | PV | 1 | N | IPP Non-CHP | SUN | solar PV | TRUE
59460 | Onshore Wind Turbine | WT | 299 | N | IPP Non-CHP | WND | onshore wind | TRUE
59462 | Solar Photovoltaic | PV | 1 | N | IPP Non-CHP | SUN | solar PV | TRUE
59463 | Solar Photovoltaic | PV | 2 | N | IPP Non-CHP | SUN | solar PV | TRUE
59464 | Solar Photovoltaic | PV | 3 | N | IPP Non-CHP | SUN | solar PV | TRUE
59465 | Solar Photovoltaic | PV | 1.5 | N | IPP Non-CHP | SUN | solar PV | TRUE
59466 | Solar Photovoltaic | PV | 1.9 | N | IPP Non-CHP | SUN | solar PV | TRUE
59467 | Natural Gas Internal Combustion Engine | IC | 4.3 | N | Electric Utility | NG | natural gas peaker | TRUE
59467 | Natural Gas Internal Combustion Engine | IC | 4.3 | N | Electric Utility | NG | natural gas peaker | TRUE
59467 | Natural Gas Internal Combustion Engine | IC | 4.3 | N | Electric Utility | NG | natural gas peaker | TRUE
59468 | Solar Photovoltaic | PV | 2 | N | IPP Non-CHP | SUN | solar PV | TRUE
59469 | Solar Photovoltaic | PV | 20 | N | IPP Non-CHP | SUN | solar PV | TRUE
59470 | Solar Photovoltaic | PV | 1.8 | N | IPP Non-CHP | SUN | solar PV | TRUE
59472 | Solar Photovoltaic | PV | 19.9 | N | Commercial Non-CHP | SUN | solar PV | FALSE
59474 | Solar Photovoltaic | PV | 17.5 | N | Commercial Non-CHP | SUN | solar PV | FALSE
59475 | Onshore Wind Turbine | WT | 249.9 | N | IPP Non-CHP | WND | onshore wind | TRUE
59476 | Solar Photovoltaic | PV | 2 | N | IPP Non-CHP | SUN | solar PV | TRUE
59477 | Solar Photovoltaic | PV | 2.2 | N | IPP Non-CHP | SUN | solar PV | TRUE
59478 | Solar Photovoltaic | PV | 1 | N | Electric Utility | SUN | solar PV | TRUE
59479 | Solar Photovoltaic | PV | 1 | N | Electric Utility | SUN | solar PV | TRUE
59480 | Solar Photovoltaic | PV | 1 | N | Electric Utility | SUN | solar PV | TRUE
59481 | Solar Photovoltaic | PV | 3 | N | Electric Utility | SUN | solar PV | TRUE
59482 | Solar Photovoltaic | PV | 1 | N | Electric Utility | SUN | solar PV | TRUE
59483 | Solar Photovoltaic | PV | 3 | N | Electric Utility | SUN | solar PV | TRUE
59484 | Solar Photovoltaic | PV | 2 | N | IPP Non-CHP | SUN | solar PV | TRUE
59485 | Solar Photovoltaic | PV | 0.8 | N | IPP Non-CHP | SUN | solar PV | TRUE
59487 | Solar Photovoltaic | PV | 4.9 | N | IPP Non-CHP | SUN | solar PV | TRUE
59489 | Solar Photovoltaic | PV | 1.7 | N | IPP Non-CHP | SUN | solar PV | TRUE
59495 | Solar Photovoltaic | PV | 4 | N | IPP Non-CHP | SUN | solar PV | TRUE
59496 | Natural Gas Fired Combustion Turbine | GT | 4.6 | Y | Commercial CHP | NG | natural gas peaker | FALSE
59497 | Solar Photovoltaic | PV | 5 | N | IPP Non-CHP | SUN | solar PV | TRUE
59498 | Solar Photovoltaic | PV | 10 | N | IPP Non-CHP | SUN | solar PV | TRUE
59500 | Solar Photovoltaic | PV | 5 | N | IPP Non-CHP | SUN | solar PV | TRUE
59501 | Solar Photovoltaic | PV | 5 | N | IPP Non-CHP | SUN | solar PV | TRUE
59502 | Solar Photovoltaic | PV | 5 | N | IPP Non-CHP | SUN | solar PV | TRUE
59504 | Solar Photovoltaic | PV | 5 | N | IPP Non-CHP | SUN | solar PV | TRUE
59505 | Solar Photovoltaic | PV | 5 | N | IPP Non-CHP | SUN | solar PV | TRUE
59506 | Solar Photovoltaic | PV | 4 | N | IPP Non-CHP | SUN | solar PV | TRUE
59519 | Solar Photovoltaic | PV | 3.5 | N | IPP Non-CHP | SUN | solar PV | TRUE
59521 | Solar Photovoltaic | PV | 5 | N | IPP Non-CHP | SUN | solar PV | TRUE
59526 | Solar Photovoltaic | PV | 12 | N | IPP Non-CHP | SUN | solar PV | TRUE
59527 | Solar Photovoltaic | PV | 20 | N | IPP Non-CHP | SUN | solar PV | TRUE
59529 | Landfill Gas | IC | 1.4 | N | Commercial Non-CHP | LFG | biomass | FALSE
59530 | Solar Photovoltaic | PV | 20 | N | IPP Non-CHP | SUN | solar PV | TRUE
59533 | Solar Photovoltaic | PV | 5 | N | IPP Non-CHP | SUN | solar PV | TRUE
59534 | Solar Photovoltaic | PV | 5 | N | IPP Non-CHP | SUN | solar PV | TRUE
59535 | Solar Photovoltaic | PV | 20 | N | IPP Non-CHP | SUN | solar PV | TRUE
59536 | Solar Photovoltaic | PV | 1.5 | N | IPP Non-CHP | SUN | solar PV | TRUE
59537 | Solar Photovoltaic | PV | 1.5 | N | IPP Non-CHP | SUN | solar PV | TRUE
59539 | Solar Photovoltaic | PV | 1.5 | N | IPP Non-CHP | SUN | solar PV | TRUE
59540 | Solar Photovoltaic | PV | 1.8 | N | IPP Non-CHP | SUN | solar PV | TRUE
59541 | Solar Photovoltaic | PV | 1.5 | N | IPP Non-CHP | SUN | solar PV | TRUE
59543 | Solar Photovoltaic | PV | 1.6 | N | Commercial Non-CHP | SUN | solar PV | FALSE
59544 | Solar Photovoltaic | PV | 1.3 | N | IPP Non-CHP | SUN | solar PV | TRUE
59545 | Solar Photovoltaic | PV | 1.5 | N | IPP Non-CHP | SUN | solar PV | TRUE
59546 | Solar Photovoltaic | PV | 1.3 | N | IPP Non-CHP | SUN | solar PV | TRUE
59548 | Solar Photovoltaic | PV | 14 | N | IPP Non-CHP | SUN | solar PV | TRUE
59549 | Solar Photovoltaic | PV | 5 | N | IPP Non-CHP | SUN | solar PV | TRUE
59550 | Solar Photovoltaic | PV | 2 | N | IPP Non-CHP | SUN | solar PV | TRUE
59551 | Solar Photovoltaic | PV | 4.3 | N | IPP Non-CHP | SUN | solar PV | TRUE
59552 | Solar Photovoltaic | PV | 2 | N | IPP Non-CHP | SUN | solar PV | TRUE
59553 | Solar Photovoltaic | PV | 2 | N | IPP Non-CHP | SUN | solar PV | TRUE
59554 | Solar Photovoltaic | PV | 1.7 | N | IPP Non-CHP | SUN | solar PV | TRUE
59555 | Solar Photovoltaic | PV | 20 | N | IPP Non-CHP | SUN | solar PV | TRUE
59556 | Solar Photovoltaic | PV | 5.5 | N | Electric Utility | SUN | solar PV | TRUE
59558 | Solar Photovoltaic | PV | 6.1 | N | Electric Utility | SUN | solar PV | TRUE
59559 | Other Waste Biomass | IC | 1 | Y | IPP CHP | OBG | biomass | FALSE
59559 | Other Waste Biomass | IC | 1 | Y | IPP CHP | OBG | biomass | FALSE
59560 | Solar Photovoltaic | PV | 0.8 | N | Electric Utility | SUN | solar PV | TRUE
59561 | Solar Photovoltaic | PV | 5 | N | IPP Non-CHP | SUN | solar PV | TRUE
59562 | Solar Photovoltaic | PV | 5 | N | IPP Non-CHP | SUN | solar PV | TRUE
59563 | Solar Photovoltaic | PV | 5 | N | IPP Non-CHP | SUN | solar PV | TRUE
59564 | Solar Photovoltaic | PV | 5 | N | IPP Non-CHP | SUN | solar PV | TRUE
59566 | Solar Photovoltaic | PV | 4 | N | IPP Non-CHP | SUN | solar PV | TRUE
59573 | Solar Photovoltaic | PV | 1.1 | N | IPP Non-CHP | SUN | solar PV | TRUE
59574 | Landfill Gas | IC | 4.6 | N | IPP Non-CHP | LFG | biomass | TRUE
59575 | Solar Photovoltaic | PV | 5 | N | IPP Non-CHP | SUN | solar PV | TRUE
59577 | Solar Photovoltaic | PV | 5 | N | IPP Non-CHP | SUN | solar PV | TRUE
59579 | Solar Photovoltaic | PV | 2 | N | IPP Non-CHP | SUN | solar PV | TRUE
59581 | Solar Photovoltaic | PV | 5 | N | IPP Non-CHP | SUN | solar PV | TRUE
59586 | Solar Photovoltaic | PV | 5 | N | IPP Non-CHP | SUN | solar PV | TRUE
59587 | Solar Photovoltaic | PV | 3 | N | IPP Non-CHP | SUN | solar PV | TRUE
59595 | Solar Photovoltaic | PV | 5 | N | IPP Non-CHP | SUN | solar PV | TRUE
59597 | Solar Photovoltaic | PV | 2.5 | N | IPP Non-CHP | SUN | solar PV | TRUE
59598 | Solar Photovoltaic | PV | 1 | N | IPP Non-CHP | SUN | solar PV | TRUE
59601 | Solar Photovoltaic | PV | 10 | N | Electric Utility | SUN | solar PV | TRUE
59603 | Solar Photovoltaic | PV | 5 | N | IPP Non-CHP | SUN | solar PV | TRUE
59604 | Solar Photovoltaic | PV | 5 | N | IPP Non-CHP | SUN | solar PV | TRUE
59605 | Solar Photovoltaic | PV | 5 | N | IPP Non-CHP | SUN | solar PV | TRUE
59606 | Solar Photovoltaic | PV | 3.5 | N | IPP Non-CHP | SUN | solar PV | TRUE
59607 | Solar Photovoltaic | PV | 20 | N | IPP Non-CHP | SUN | solar PV | TRUE
59610 | Solar Photovoltaic | PV | 20 | N | IPP Non-CHP | SUN | solar PV | TRUE
59611 | Solar Photovoltaic | PV | 6 | N | IPP Non-CHP | SUN | solar PV | TRUE
59613 | Solar Photovoltaic | PV | 1.2 | N | Commercial Non-CHP | SUN | solar PV | FALSE
59618 | Solar Photovoltaic | PV | 9.1 | N | Electric Utility | SUN | solar PV | TRUE
59619 | Solar Photovoltaic | PV | 7.6 | N | Electric Utility | SUN | solar PV | TRUE
59620 | Solar Photovoltaic | PV | 2.9 | N | IPP Non-CHP | SUN | solar PV | TRUE
59621 | Onshore Wind Turbine | WT | 299.7 | N | IPP Non-CHP | WND | onshore wind | TRUE
59623 | Solar Photovoltaic | PV | 2 | N | IPP Non-CHP | SUN | solar PV | TRUE
59624 | Solar Photovoltaic | PV | 1.5 | N | IPP Non-CHP | SUN | solar PV | TRUE
59625 | Solar Photovoltaic | PV | 2 | N | IPP Non-CHP | SUN | solar PV | TRUE
59626 | Solar Photovoltaic | PV | 1.6 | N | IPP Non-CHP | SUN | solar PV | TRUE
59627 | Solar Photovoltaic | PV | 3 | N | IPP Non-CHP | SUN | solar PV | TRUE
59628 | Solar Photovoltaic | PV | 5 | N | IPP Non-CHP | SUN | solar PV | TRUE
59630 | Solar Photovoltaic | PV | 6.3 | N | Commercial Non-CHP | SUN | solar PV | FALSE
59631 | Solar Photovoltaic | PV | 10 | N | Commercial Non-CHP | SUN | solar PV | FALSE
59632 | Solar Photovoltaic | PV | 1 | N | IPP Non-CHP | SUN | solar PV | TRUE
59633 | Solar Photovoltaic | PV | 20 | N | IPP Non-CHP | SUN | solar PV | TRUE
59634 | Solar Photovoltaic | PV | 45 | N | IPP Non-CHP | SUN | solar PV | TRUE
59635 | Landfill Gas | IC | 1.6 | N | Electric Utility | LFG | biomass | TRUE
59635 | Landfill Gas | IC | 1.6 | N | Electric Utility | LFG | biomass | TRUE
59636 | Solar Photovoltaic | PV | 3.9 | N | IPP Non-CHP | SUN | solar PV | TRUE
59637 | Onshore Wind Turbine | WT | 4.7 | N | Electric Utility | WND | onshore wind | TRUE
59637 | Onshore Wind Turbine | WT | 42.2 | N | Electric Utility | WND | onshore wind | TRUE
59637 | Onshore Wind Turbine | WT | 56.3 | N | Electric Utility | WND | onshore wind | TRUE
59638 | Solar Photovoltaic | PV | 20 | N | IPP Non-CHP | SUN | solar PV | TRUE
59639 | Onshore Wind Turbine | WT | 2 | N | Industrial Non-CHP | WND | onshore wind | FALSE
59645 | Solar Photovoltaic | PV | 5 | N | IPP Non-CHP | SUN | solar PV | TRUE
59646 | Solar Photovoltaic | PV | 4.8 | N | IPP Non-CHP | SUN | solar PV | TRUE
59649 | Landfill Gas | IC | 1.1 | N | IPP Non-CHP | LFG | biomass | TRUE
59649 | Landfill Gas | IC | 1.1 | N | IPP Non-CHP | LFG | biomass | TRUE
59649 | Landfill Gas | IC | 1.1 | N | IPP Non-CHP | LFG | biomass | TRUE
59649 | Landfill Gas | IC | 1.1 | N | IPP Non-CHP | LFG | biomass | TRUE
59650 | Landfill Gas | IC | 1.6 | N | IPP Non-CHP | LFG | biomass | TRUE
59651 | Solar Photovoltaic | PV | 1.7 | N | IPP Non-CHP | SUN | solar PV | TRUE
59652 | Solar Photovoltaic | PV | 1 | N | IPP Non-CHP | SUN | solar PV | TRUE
59653 | Solar Photovoltaic | PV | 1.9 | N | IPP Non-CHP | SUN | solar PV | TRUE
59654 | Onshore Wind Turbine | WT | 78 | N | IPP Non-CHP | WND | onshore wind | TRUE
59655 | Onshore Wind Turbine | WT | 97.8 | N | IPP Non-CHP | WND | onshore wind | TRUE
59657 | Solar Photovoltaic | PV | 20 | N | IPP Non-CHP | SUN | solar PV | TRUE
59658 | Wood/Wood Waste Biomass | ST | 27.2 | Y | Industrial CHP | WDS | biomass | FALSE
59660 | Natural Gas Internal Combustion Engine | IC | 2 | N | Electric Utility | NG | natural gas peaker | TRUE
59660 | Natural Gas Internal Combustion Engine | IC | 2 | N | Electric Utility | NG | natural gas peaker | TRUE
59660 | Natural Gas Internal Combustion Engine | IC | 2 | N | Electric Utility | NG | natural gas peaker | TRUE
59664 | Natural Gas Fired Combustion Turbine | GT | 23.2 | N | Electric Utility | NG | natural gas peaker | TRUE
59664 | Natural Gas Fired Combustion Turbine | GT | 23.5 | N | Electric Utility | NG | natural gas peaker | TRUE
59667 | Solar Photovoltaic | PV | 4.9 | N | IPP Non-CHP | SUN | solar PV | TRUE
59670 | Solar Photovoltaic | PV | 1.9 | N | IPP Non-CHP | SUN | solar PV | TRUE
59675 | Solar Photovoltaic | PV | 4.9 | N | IPP Non-CHP | SUN | solar PV | TRUE
59682 | Solar Photovoltaic | PV | 1.5 | N | IPP Non-CHP | SUN | solar PV | TRUE
59683 | Solar Photovoltaic | PV | 1.7 | N | Industrial Non-CHP | SUN | solar PV | FALSE
59686 | Landfill Gas | IC | 1.6 | N | IPP Non-CHP | LFG | biomass | TRUE
59686 | Landfill Gas | IC | 1.6 | N | IPP Non-CHP | LFG | biomass | TRUE
59686 | Landfill Gas | IC | 1.6 | N | IPP Non-CHP | LFG | biomass | TRUE
59686 | Landfill Gas | IC | 1.6 | N | IPP Non-CHP | LFG | biomass | TRUE
59687 | Solar Photovoltaic | PV | 1.5 | N | IPP Non-CHP | SUN | solar PV | TRUE
59688 | Landfill Gas | IC | 0.3 | N | IPP Non-CHP | LFG | biomass | TRUE
59688 | Landfill Gas | IC | 0.3 | N | IPP Non-CHP | LFG | biomass | TRUE
59688 | Landfill Gas | IC | 0.3 | N | IPP Non-CHP | LFG | biomass | TRUE
59688 | Landfill Gas | IC | 0.3 | N | IPP Non-CHP | LFG | biomass | TRUE
59688 | Landfill Gas | IC | 0.3 | N | IPP Non-CHP | LFG | biomass | TRUE
59688 | Landfill Gas | IC | 0.3 | N | IPP Non-CHP | LFG | biomass | TRUE
59688 | Landfill Gas | IC | 0.3 | N | IPP Non-CHP | LFG | biomass | TRUE
59688 | Landfill Gas | IC | 0.3 | N | IPP Non-CHP | LFG | biomass | TRUE
59688 | Landfill Gas | IC | 0.3 | N | IPP Non-CHP | LFG | biomass | TRUE
59688 | Landfill Gas | IC | 0.3 | N | IPP Non-CHP | LFG | biomass | TRUE
59688 | Landfill Gas | IC | 0.3 | N | IPP Non-CHP | LFG | biomass | TRUE
59688 | Landfill Gas | IC | 0.3 | N | IPP Non-CHP | LFG | biomass | TRUE
59688 | Landfill Gas | IC | 0.3 | N | IPP Non-CHP | LFG | biomass | TRUE
59688 | Landfill Gas | IC | 0.3 | N | IPP Non-CHP | LFG | biomass | TRUE
59688 | Landfill Gas | IC | 0.3 | N | IPP Non-CHP | LFG | biomass | TRUE
59688 | Landfill Gas | IC | 0.3 | N | IPP Non-CHP | LFG | biomass | TRUE
59688 | Landfill Gas | IC | 0.3 | N | IPP Non-CHP | LFG | biomass | TRUE
59688 | Landfill Gas | IC | 0.3 | N | IPP Non-CHP | LFG | biomass | TRUE
59688 | Landfill Gas | IC | 0.3 | N | IPP Non-CHP | LFG | biomass | TRUE
59688 | Landfill Gas | IC | 0.3 | N | IPP Non-CHP | LFG | biomass | TRUE
59688 | Landfill Gas | IC | 0.3 | N | IPP Non-CHP | LFG | biomass | TRUE
59688 | Landfill Gas | IC | 0.3 | N | IPP Non-CHP | LFG | biomass | TRUE
59688 | Landfill Gas | IC | 0.3 | N | IPP Non-CHP | LFG | biomass | TRUE
59688 | Landfill Gas | IC | 0.3 | N | IPP Non-CHP | LFG | biomass | TRUE
59692 | Onshore Wind Turbine | WT | 4.5 | N | Commercial Non-CHP | WND | onshore wind | FALSE
59694 | Solar Photovoltaic | PV | 4.9 | N | IPP Non-CHP | SUN | solar PV | TRUE
59702 | Solar Photovoltaic | PV | 50 | N | IPP Non-CHP | SUN | solar PV | TRUE
59704 | Other Waste Biomass | GT | 1.6 | Y | IPP CHP | OBG | biomass | FALSE
59706 | Solar Photovoltaic | PV | 4.9 | N | IPP Non-CHP | SUN | solar PV | TRUE
59709 | Solar Photovoltaic | PV | 2.3 | N | IPP Non-CHP | SUN | solar PV | TRUE
59710 | Landfill Gas | IC | 1.6 | N | IPP Non-CHP | LFG | biomass | TRUE
59710 | Landfill Gas | IC | 1.6 | N | IPP Non-CHP | LFG | biomass | TRUE
59710 | Landfill Gas | IC | 1.6 | N | IPP Non-CHP | LFG | biomass | TRUE
59711 | Landfill Gas | IC | 1.5 | N | IPP Non-CHP | LFG | biomass | TRUE
59714 | Solar Photovoltaic | PV | 1 | N | Commercial Non-CHP | SUN | solar PV | FALSE
59715 | Solar Photovoltaic | PV | 1.2 | N | IPP Non-CHP | SUN | solar PV | TRUE
59717 | Solar Photovoltaic | PV | 0.7 | N | Commercial Non-CHP | SUN | solar PV | FALSE
59717 | Solar Photovoltaic | PV | 0.3 | N | Commercial Non-CHP | SUN | solar PV | FALSE
59717 | Petroleum Liquids | IC | 0.4 | N | Commercial Non-CHP | DFO | petroleum | FALSE
59717 | Petroleum Liquids | IC | 0.3 | N | Commercial Non-CHP | DFO | petroleum | FALSE
59717 | Petroleum Liquids | IC | 0.2 | N | Commercial Non-CHP | DFO | petroleum | FALSE
59717 | Petroleum Liquids | IC | 0.2 | N | Commercial Non-CHP | DFO | petroleum | FALSE
59717 | Petroleum Liquids | IC | 0.1 | N | Commercial Non-CHP | DFO | petroleum | FALSE
59717 | Petroleum Liquids | IC | 0.4 | N | Commercial Non-CHP | DFO | petroleum | FALSE
59717 | Petroleum Liquids | IC | 0.2 | N | Commercial Non-CHP | DFO | petroleum | FALSE
59717 | Petroleum Liquids | IC | 0.4 | N | Commercial Non-CHP | DFO | petroleum | FALSE
59719 | Solar Photovoltaic | PV | 2 | N | IPP Non-CHP | SUN | solar PV | TRUE
59722 | Solar Photovoltaic | PV | 20 | N | IPP Non-CHP | SUN | solar PV | TRUE
59723 | Solar Photovoltaic | PV | 30 | N | IPP Non-CHP | SUN | solar PV | TRUE
59724 | Onshore Wind Turbine | WT | 1.5 | N | IPP Non-CHP | WND | onshore wind | TRUE
59725 | Onshore Wind Turbine | WT | 3 | N | IPP Non-CHP | WND | onshore wind | TRUE
59727 | Natural Gas Fired Combustion Turbine | GT | 2 | N | Electric Utility | NG | natural gas peaker | TRUE
59728 | Natural Gas Fired Combustion Turbine | GT | 2 | N | Electric Utility | NG | natural gas peaker | TRUE
59729 | Solar Photovoltaic | PV | 2.8 | N | IPP Non-CHP | SUN | solar PV | TRUE
59731 | Solar Photovoltaic | PV | 3 | N | IPP Non-CHP | SUN | solar PV | TRUE
59732 | Onshore Wind Turbine | WT | 150 | N | IPP Non-CHP | WND | onshore wind | TRUE
59733 | Onshore Wind Turbine | WT | 150 | N | IPP Non-CHP | WND | onshore wind | TRUE
59734 | Onshore Wind Turbine | WT | 150 | N | IPP Non-CHP | WND | onshore wind | TRUE
59735 | Onshore Wind Turbine | WT | 0.7 | N | IPP Non-CHP | WND | onshore wind | TRUE
59736 | Onshore Wind Turbine | WT | 1.9 | N | IPP Non-CHP | WND | onshore wind | TRUE
59738 | Solar Photovoltaic | PV | 5 | N | IPP Non-CHP | SUN | solar PV | TRUE
59741 | Solar Photovoltaic | PV | 1.9 | N | IPP Non-CHP | SUN | solar PV | TRUE
59742 | Solar Photovoltaic | PV | 1.5 | N | IPP Non-CHP | SUN | solar PV | TRUE
59743 | Solar Photovoltaic | PV | 1.2 | N | IPP Non-CHP | SUN | solar PV | TRUE
59744 | Solar Photovoltaic | PV | 2.7 | N | IPP Non-CHP | SUN | solar PV | TRUE
59745 | Solar Photovoltaic | PV | 2.6 | N | IPP Non-CHP | SUN | solar PV | TRUE
59746 | Solar Photovoltaic | PV | 3.5 | N | IPP Non-CHP | SUN | solar PV | TRUE
59748 | Solar Photovoltaic | PV | 2.2 | N | IPP Non-CHP | SUN | solar PV | TRUE
59749 | Solar Photovoltaic | PV | 2.1 | N | IPP Non-CHP | SUN | solar PV | TRUE
59750 | Solar Photovoltaic | PV | 2.4 | N | IPP Non-CHP | SUN | solar PV | TRUE
59751 | Solar Photovoltaic | PV | 1.2 | N | Commercial Non-CHP | SUN | solar PV | FALSE
59752 | Solar Photovoltaic | PV | 1.3 | N | IPP Non-CHP | SUN | solar PV | TRUE
59754 | Solar Photovoltaic | PV | 3.8 | N | IPP Non-CHP | SUN | solar PV | TRUE
59755 | Solar Photovoltaic | PV | 2.2 | N | IPP Non-CHP | SUN | solar PV | TRUE
59759 | Landfill Gas | IC | 1.4 | N | Commercial Non-CHP | LFG | biomass | FALSE
59759 | Landfill Gas | IC | 1.4 | N | Commercial Non-CHP | LFG | biomass | FALSE
59759 | Landfill Gas | GT | 1.5 | N | Commercial Non-CHP | LFG | biomass | FALSE
59760 | Solar Photovoltaic | PV | 4.9 | N | IPP Non-CHP | SUN | solar PV | TRUE
59761 | Solar Photovoltaic | PV | 4.9 | N | IPP Non-CHP | SUN | solar PV | TRUE
59762 | Solar Photovoltaic | PV | 4.9 | N | IPP Non-CHP | SUN | solar PV | TRUE
59763 | Landfill Gas | IC | 1 | N | Commercial Non-CHP | LFG | biomass | FALSE
59763 | Landfill Gas | IC | 1 | N | Commercial Non-CHP | LFG | biomass | FALSE
59765 | Solar Photovoltaic | PV | 2 | N | IPP Non-CHP | SUN | solar PV | TRUE
59766 | Solar Photovoltaic | PV | 1.5 | N | IPP Non-CHP | SUN | solar PV | TRUE
59767 | Solar Photovoltaic | PV | 4.8 | N | IPP Non-CHP | SUN | solar PV | TRUE
59768 | Solar Photovoltaic | PV | 1.5 | N | IPP Non-CHP | SUN | solar PV | TRUE
59769 | Solar Photovoltaic | PV | 1.6 | N | Electric Utility | SUN | solar PV | TRUE
59770 | Solar Photovoltaic | PV | 2 | N | Electric Utility | SUN | solar PV | TRUE
59771 | Solar Photovoltaic | PV | 1 | N | IPP Non-CHP | SUN | solar PV | TRUE
59772 | Batteries | BA | 1 | N | Electric Utility | MWH | other | TRUE
59774 | Other Waste Biomass | IC | 1 | Y | Industrial CHP | OBG | biomass | FALSE
59774 | Other Waste Biomass | IC | 1 | Y | Industrial CHP | OBG | biomass | FALSE
59774 | Other Waste Biomass | IC | 1 | Y | Industrial CHP | OBG | biomass | FALSE
59774 | Other Waste Biomass | IC | 1 | Y | Industrial CHP | OBG | biomass | FALSE
59774 | Other Waste Biomass | IC | 1 | Y | Industrial CHP | OBG | biomass | FALSE
59774 | Other Waste Biomass | IC | 1 | Y | Industrial CHP | OBG | biomass | FALSE
59775 | Solar Photovoltaic | PV | 3 | N | IPP Non-CHP | SUN | solar PV | TRUE
59776 | Onshore Wind Turbine | WT | 1.7 | N | Commercial Non-CHP | WND | onshore wind | FALSE
59777 | Solar Photovoltaic | PV | 2.6 | N | IPP Non-CHP | SUN | solar PV | TRUE
59778 | Solar Photovoltaic | PV | 47.7 | N | IPP Non-CHP | SUN | solar PV | TRUE
59779 | Solar Photovoltaic | PV | 12.6 | N | IPP Non-CHP | SUN | solar PV | TRUE
59780 | Solar Photovoltaic | PV | 4.3 | N | IPP Non-CHP | SUN | solar PV | TRUE
59781 | Solar Photovoltaic | PV | 5 | N | IPP Non-CHP | SUN | solar PV | TRUE
59782 | Natural Gas Internal Combustion Engine | IC | 1.3 | N | Industrial Non-CHP | NG | natural gas peaker | FALSE
59782 | Natural Gas Internal Combustion Engine | IC | 1.3 | N | Industrial Non-CHP | NG | natural gas peaker | FALSE
59782 | Natural Gas Internal Combustion Engine | IC | 1.3 | N | Industrial Non-CHP | NG | natural gas peaker | FALSE
59783 | Landfill Gas | IC | 1.1 | Y | Industrial CHP | LFG | biomass | FALSE
59783 | Landfill Gas | IC | 1.1 | Y | Industrial CHP | LFG | biomass | FALSE
59784 | Natural Gas Fired Combined Cycle | CT | 146 | N | Electric Utility | NG | natural gas nonpeaker | TRUE
59784 | Natural Gas Fired Combined Cycle | CT | 146 | N | Electric Utility | NG | natural gas nonpeaker | TRUE
59784 | Natural Gas Fired Combined Cycle | CA | 223 | N | Electric Utility | NG | natural gas nonpeaker | TRUE
59785 | Other Waste Biomass | IC | 2.9 | Y | IPP CHP | OBG | biomass | FALSE
59786 | Solar Photovoltaic | PV | 3 | N | IPP Non-CHP | SUN | solar PV | TRUE
59787 | Solar Photovoltaic | PV | 3 | N | IPP Non-CHP | SUN | solar PV | TRUE
59788 | Solar Photovoltaic | PV | 1 | N | IPP Non-CHP | SUN | solar PV | TRUE
59789 | Solar Photovoltaic | PV | 1.4 | N | IPP Non-CHP | SUN | solar PV | TRUE
59790 | Solar Photovoltaic | PV | 1.2 | N | IPP Non-CHP | SUN | solar PV | TRUE
59794 | Natural Gas Fired Combustion Turbine | GT | 3.5 | Y | IPP CHP | NG | natural gas peaker | FALSE
59797 | Onshore Wind Turbine | WT | 0.1 | N | IPP Non-CHP | WND | onshore wind | TRUE
59798 | Solar Photovoltaic | PV | 1.3 | N | IPP Non-CHP | SUN | solar PV | TRUE
59800 | Other Natural Gas | FC | 1 | N | IPP Non-CHP | NG | other | TRUE
59801 | Other Natural Gas | FC | 1 | N | IPP Non-CHP | NG | other | TRUE
59802 | Other Natural Gas | FC | 1 | N | IPP Non-CHP | NG | other | TRUE
59803 | Other Natural Gas | FC | 1 | N | IPP Non-CHP | NG | other | TRUE
59804 | Other Natural Gas | FC | 1 | N | IPP Non-CHP | NG | other | TRUE
59805 | Other Natural Gas | FC | 1 | N | IPP Non-CHP | NG | other | TRUE
59807 | Solar Photovoltaic | PV | 1.5 | N | IPP Non-CHP | SUN | solar PV | TRUE
59808 | Landfill Gas | IC | 1.1 | N | IPP Non-CHP | LFG | biomass | TRUE
59809 | Natural Gas Internal Combustion Engine | IC | 3.2 | N | IPP Non-CHP | NG | natural gas peaker | TRUE
59809 | Petroleum Liquids | IC | 1.8 | N | IPP Non-CHP | DFO | petroleum | TRUE
59809 | Petroleum Liquids | IC | 1.8 | N | IPP Non-CHP | DFO | petroleum | TRUE
59810 | Other Waste Biomass | IC | 0.7 | N | IPP Non-CHP | OBG | biomass | TRUE
59810 | Other Waste Biomass | IC | 0.7 | N | IPP Non-CHP | OBG | biomass | TRUE
59811 | Solar Photovoltaic | PV | 10.3 | N | IPP Non-CHP | SUN | solar PV | TRUE
59815 | Landfill Gas | IC | 3.2 | N | IPP Non-CHP | LFG | biomass | TRUE
59816 | Landfill Gas | IC | 4 | N | IPP Non-CHP | LFG | biomass | TRUE
59818 | Solar Photovoltaic | PV | 4.9 | N | IPP Non-CHP | SUN | solar PV | TRUE
59819 | Solar Photovoltaic | PV | 4.4 | N | IPP Non-CHP | SUN | solar PV | TRUE
59820 | Solar Photovoltaic | PV | 3 | N | IPP Non-CHP | SUN | solar PV | TRUE
59821 | Solar Photovoltaic | PV | 3 | N | IPP Non-CHP | SUN | solar PV | TRUE
59822 | Solar Photovoltaic | PV | 2 | N | IPP Non-CHP | SUN | solar PV | TRUE
59823 | Solar Photovoltaic | PV | 2.5 | N | IPP Non-CHP | SUN | solar PV | TRUE
59824 | Solar Photovoltaic | PV | 4.9 | N | IPP Non-CHP | SUN | solar PV | TRUE
59828 | Solar Photovoltaic | PV | 5 | N | IPP Non-CHP | SUN | solar PV | TRUE
59831 | Solar Photovoltaic | PV | 4.9 | N | IPP Non-CHP | SUN | solar PV | TRUE
59832 | Solar Photovoltaic | PV | 5 | N | IPP Non-CHP | SUN | solar PV | TRUE
59833 | Solar Photovoltaic | PV | 5 | N | IPP Non-CHP | SUN | solar PV | TRUE
59834 | Solar Photovoltaic | PV | 1 | N | IPP Non-CHP | SUN | solar PV | TRUE
59835 | Solar Photovoltaic | PV | 1.9 | N | IPP Non-CHP | SUN | solar PV | TRUE
59837 | Onshore Wind Turbine | WT | 150 | N | IPP Non-CHP | WND | onshore wind | TRUE
59839 | Solar Photovoltaic | PV | 1.9 | N | IPP Non-CHP | SUN | solar PV | TRUE
59841 | Solar Photovoltaic | PV | 1 | N | IPP Non-CHP | SUN | solar PV | TRUE
59842 | Solar Photovoltaic | PV | 3.2 | N | IPP Non-CHP | SUN | solar PV | TRUE
59843 | Solar Photovoltaic | PV | 1 | N | IPP Non-CHP | SUN | solar PV | TRUE
59844 | Solar Photovoltaic | PV | 1.6 | N | Commercial Non-CHP | SUN | solar PV | FALSE
59844 | Solar Photovoltaic | PV | 0.8 | N | Commercial Non-CHP | SUN | solar PV | FALSE
59845 | Landfill Gas | IC | 0.3 | N | IPP Non-CHP | LFG | biomass | TRUE
59845 | Landfill Gas | IC | 0.3 | N | IPP Non-CHP | LFG | biomass | TRUE
59845 | Landfill Gas | IC | 0.3 | N | IPP Non-CHP | LFG | biomass | TRUE
59845 | Landfill Gas | IC | 0.3 | N | IPP Non-CHP | LFG | biomass | TRUE
59845 | Landfill Gas | IC | 0.3 | N | IPP Non-CHP | LFG | biomass | TRUE
59845 | Landfill Gas | IC | 0.3 | N | IPP Non-CHP | LFG | biomass | TRUE
59845 | Landfill Gas | IC | 0.3 | N | IPP Non-CHP | LFG | biomass | TRUE
59845 | Landfill Gas | IC | 0.3 | N | IPP Non-CHP | LFG | biomass | TRUE
59845 | Landfill Gas | IC | 0.3 | N | IPP Non-CHP | LFG | biomass | TRUE
59845 | Landfill Gas | IC | 0.3 | N | IPP Non-CHP | LFG | biomass | TRUE
59845 | Landfill Gas | IC | 0.3 | N | IPP Non-CHP | LFG | biomass | TRUE
59845 | Landfill Gas | IC | 0.3 | N | IPP Non-CHP | LFG | biomass | TRUE
59845 | Landfill Gas | IC | 0.3 | N | IPP Non-CHP | LFG | biomass | TRUE
59845 | Landfill Gas | IC | 0.3 | N | IPP Non-CHP | LFG | biomass | TRUE
59845 | Landfill Gas | IC | 0.3 | N | IPP Non-CHP | LFG | biomass | TRUE
59845 | Landfill Gas | IC | 0.3 | N | IPP Non-CHP | LFG | biomass | TRUE
59845 | Landfill Gas | IC | 0.3 | N | IPP Non-CHP | LFG | biomass | TRUE
59845 | Landfill Gas | IC | 0.3 | N | IPP Non-CHP | LFG | biomass | TRUE
59847 | Natural Gas Internal Combustion Engine | IC | 0.9 | Y | IPP CHP | NG | natural gas peaker | FALSE
59847 | Natural Gas Internal Combustion Engine | IC | 0.9 | Y | IPP CHP | NG | natural gas peaker | FALSE
59847 | Natural Gas Internal Combustion Engine | IC | 0.9 | Y | IPP CHP | NG | natural gas peaker | FALSE
59847 | Natural Gas Internal Combustion Engine | IC | 0.9 | Y | IPP CHP | NG | natural gas peaker | FALSE
59848 | Solar Photovoltaic | PV | 2 | N | IPP Non-CHP | SUN | solar PV | TRUE
59849 | Solar Photovoltaic | PV | 1.2 | N | IPP Non-CHP | SUN | solar PV | TRUE
59850 | Solar Photovoltaic | PV | 1.2 | N | IPP Non-CHP | SUN | solar PV | TRUE
59856 | Solar Photovoltaic | PV | 5 | N | IPP Non-CHP | SUN | solar PV | TRUE
59857 | Solar Photovoltaic | PV | 5 | N | IPP Non-CHP | SUN | solar PV | TRUE
59858 | Solar Photovoltaic | PV | 1 | N | IPP Non-CHP | SUN | solar PV | TRUE
59860 | Natural Gas Fired Combustion Turbine | GT | 15 | Y | Industrial CHP | NG | natural gas peaker | FALSE
59862 | Solar Photovoltaic | PV | 30 | N | Electric Utility | SUN | solar PV | TRUE
59866 | Solar Photovoltaic | PV | 2.5 | N | IPP Non-CHP | SUN | solar PV | TRUE
59867 | Solar Photovoltaic | PV | 1.9 | N | IPP Non-CHP | SUN | solar PV | TRUE
59872 | Solar Photovoltaic | PV | 13 | N | Commercial Non-CHP | SUN | solar PV | FALSE
59873 | Solar Photovoltaic | PV | 1.3 | N | IPP Non-CHP | SUN | solar PV | TRUE
59874 | Solar Photovoltaic | PV | 20 | N | IPP Non-CHP | SUN | solar PV | TRUE
59887 | Solar Photovoltaic | PV | 15 | N | IPP Non-CHP | SUN | solar PV | TRUE
59898 | Solar Photovoltaic | PV | 3 | N | IPP Non-CHP | SUN | solar PV | TRUE
59899 | Solar Photovoltaic | PV | 5 | N | IPP Non-CHP | SUN | solar PV | TRUE
59901 | Solar Photovoltaic | PV | 5 | N | IPP Non-CHP | SUN | solar PV | TRUE
59919 | Solar Photovoltaic | PV | 15 | N | Electric Utility | SUN | solar PV | TRUE
59922 | Solar Photovoltaic | PV | 0.5 | N | Commercial Non-CHP | SUN | solar PV | FALSE
59922 | Solar Photovoltaic | PV | 0.3 | N | Commercial Non-CHP | SUN | solar PV | FALSE
59922 | Solar Photovoltaic | PV | 0.5 | N | Commercial Non-CHP | SUN | solar PV | FALSE
59930 | Solar Photovoltaic | PV | 4.9 | N | IPP Non-CHP | SUN | solar PV | TRUE
59931 | Other Waste Biomass | IC | 1 | Y | IPP CHP | OBG | biomass | FALSE
59931 | Other Waste Biomass | IC | 1 | Y | IPP CHP | OBG | biomass | FALSE
59932 | Solar Photovoltaic | PV | 3 | N | IPP Non-CHP | SUN | solar PV | TRUE
59942 | Solar Photovoltaic | PV | 1.5 | N | IPP Non-CHP | SUN | solar PV | TRUE
59943 | Onshore Wind Turbine | WT | 207.2 | N | IPP Non-CHP | WND | onshore wind | TRUE
59944 | Solar Photovoltaic | PV | 80 | N | IPP Non-CHP | SUN | solar PV | TRUE
59947 | Solar Photovoltaic | PV | 12 | N | IPP Non-CHP | SUN | solar PV | TRUE
59948 | Solar Photovoltaic | PV | 1.4 | N | IPP Non-CHP | SUN | solar PV | TRUE
59949 | Batteries | BA | 11 | N | IPP Non-CHP | MWH | other | TRUE
59950 | Solar Photovoltaic | PV | 3.5 | N | IPP Non-CHP | SUN | solar PV | TRUE
59955 | Solar Photovoltaic | PV | 1.8 | N | IPP Non-CHP | SUN | solar PV | TRUE
59956 | Solar Photovoltaic | PV | 1.8 | N | IPP Non-CHP | SUN | solar PV | TRUE
59957 | Batteries | BA | 1.5 | N | IPP Non-CHP | MWH | other | TRUE
59957 | Batteries | BA | 31.5 | N | IPP Non-CHP | MWH | other | TRUE
59958 | Solar Photovoltaic | PV | 3 | N | IPP Non-CHP | SUN | solar PV | TRUE
59959 | Batteries | BA | 19.8 | N | IPP Non-CHP | MWH | other | TRUE
59960 | Batteries | BA | 19.8 | N | IPP Non-CHP | MWH | other | TRUE
59966 | Solar Photovoltaic | PV | 12.8 | N | Electric Utility | SUN | solar PV | TRUE
59967 | Other Natural Gas | FC | 1.2 | Y | Industrial CHP | NG | other | FALSE
59974 | Onshore Wind Turbine | WT | 250 | N | IPP Non-CHP | WND | onshore wind | TRUE
59975 | Onshore Wind Turbine | WT | 150 | N | IPP Non-CHP | WND | onshore wind | TRUE
59979 | Solar Photovoltaic | PV | 19.2 | N | IPP Non-CHP | SUN | solar PV | TRUE
59980 | Solar Photovoltaic | PV | 1.5 | N | IPP Non-CHP | SUN | solar PV | TRUE
59981 | Solar Photovoltaic | PV | 1.1 | N | Electric Utility | SUN | solar PV | TRUE
59982 | Solar Photovoltaic | PV | 1.1 | N | Electric Utility | SUN | solar PV | TRUE
59984 | Solar Photovoltaic | PV | 1.1 | N | Electric Utility | SUN | solar PV | TRUE
59995 | Batteries | BA | 2 | N | Electric Utility | MWH | other | TRUE
59999 | Solar Photovoltaic | PV | 3 | N | IPP Non-CHP | SUN | solar PV | TRUE
60004 | Solar Photovoltaic | PV | 1 | N | IPP Non-CHP | SUN | solar PV | TRUE
60004 | Solar Photovoltaic | PV | 1 | N | IPP Non-CHP | SUN | solar PV | TRUE
60007 | Solar Photovoltaic | PV | 15 | N | IPP Non-CHP | SUN | solar PV | TRUE
60008 | Solar Photovoltaic | PV | 52 | N | IPP Non-CHP | SUN | solar PV | TRUE
60015 | Onshore Wind Turbine | WT | 3 | N | Industrial Non-CHP | WND | onshore wind | FALSE
60016 | Batteries | BA | 1 | N | Electric Utility | MWH | other | TRUE
60017 | Solar Photovoltaic | PV | 1 | N | Electric Utility | SUN | solar PV | TRUE
60018 | Solar Photovoltaic | PV | 1 | N | Electric Utility | SUN | solar PV | TRUE
60022 | Solar Photovoltaic | PV | 2.8 | N | IPP Non-CHP | SUN | solar PV | TRUE
60026 | Solar Photovoltaic | PV | 3 | N | IPP Non-CHP | SUN | solar PV | TRUE
60027 | Solar Photovoltaic | PV | 20 | N | IPP Non-CHP | SUN | solar PV | TRUE
60029 | Solar Photovoltaic | PV | 1.1 | N | IPP Non-CHP | SUN | solar PV | TRUE
60035 | Solar Photovoltaic | PV | 7.3 | N | IPP Non-CHP | SUN | solar PV | TRUE
60036 | Solar Photovoltaic | PV | 1.6 | N | IPP Non-CHP | SUN | solar PV | TRUE
60038 | Solar Photovoltaic | PV | 2.1 | N | IPP Non-CHP | SUN | solar PV | TRUE
60040 | Other Natural Gas | FC | 2.3 | N | Electric Utility | NG | other | TRUE
60046 | Solar Photovoltaic | PV | 1.5 | N | IPP Non-CHP | SUN | solar PV | TRUE
60047 | Solar Photovoltaic | PV | 1.5 | N | IPP Non-CHP | SUN | solar PV | TRUE
60048 | Solar Photovoltaic | PV | 4.5 | N | IPP Non-CHP | SUN | solar PV | TRUE
60049 | Onshore Wind Turbine | WT | 85.9 | N | IPP Non-CHP | WND | onshore wind | TRUE
60050 | Solar Photovoltaic | PV | 1.5 | N | IPP Non-CHP | SUN | solar PV | TRUE
60051 | Solar Photovoltaic | PV | 1.9 | N | IPP Non-CHP | SUN | solar PV | TRUE
60052 | Solar Photovoltaic | PV | 1.9 | N | IPP Non-CHP | SUN | solar PV | TRUE
60054 | Other Natural Gas | FC | 2.8 | N | Electric Utility | NG | other | TRUE
60055 | Solar Photovoltaic | PV | 2 | N | IPP Non-CHP | SUN | solar PV | TRUE
60056 | Solar Photovoltaic | PV | 4.8 | N | IPP Non-CHP | SUN | solar PV | TRUE
60059 | Onshore Wind Turbine | WT | 110 | N | IPP Non-CHP | WND | onshore wind | TRUE
60060 | Solar Photovoltaic | PV | 0.5 | N | IPP Non-CHP | SUN | solar PV | TRUE
60065 | Solar Photovoltaic | PV | 4.4 | N | IPP Non-CHP | SUN | solar PV | TRUE
60067 | Solar Photovoltaic | PV | 1.6 | N | IPP Non-CHP | SUN | solar PV | TRUE
60069 | Onshore Wind Turbine | WT | 198.6 | N | IPP Non-CHP | WND | onshore wind | TRUE
60072 | Solar Photovoltaic | PV | 2 | N | IPP Non-CHP | SUN | solar PV | TRUE
60073 | Solar Photovoltaic | PV | 2 | N | IPP Non-CHP | SUN | solar PV | TRUE
60074 | Solar Photovoltaic | PV | 2.2 | N | IPP Non-CHP | SUN | solar PV | TRUE
60075 | Solar Photovoltaic | PV | 4.6 | N | IPP Non-CHP | SUN | solar PV | TRUE
60083 | Solar Photovoltaic | PV | 1.5 | N | IPP Non-CHP | SUN | solar PV | TRUE
60083 | Solar Photovoltaic | PV | 1.5 | N | IPP Non-CHP | SUN | solar PV | TRUE
60084 | Wood/Wood Waste Biomass | ST | 10.1 | Y | Industrial CHP | WDS | biomass | FALSE
60084 | Wood/Wood Waste Biomass | ST | 7.5 | Y | Industrial CHP | WDS | biomass | FALSE
60084 | Wood/Wood Waste Biomass | ST | 52.3 | Y | Industrial CHP | BLQ | biomass | FALSE
60089 | Solar Photovoltaic | PV | 1.6 | N | IPP Non-CHP | SUN | solar PV | TRUE
60096 | Solar Photovoltaic | PV | 1 | N | IPP Non-CHP | SUN | solar PV | TRUE
60100 | Wood/Wood Waste Biomass | ST | 11.5 | N | IPP Non-CHP | WDS | biomass | TRUE
60101 | Solar Photovoltaic | PV | 1.9 | N | IPP Non-CHP | SUN | solar PV | TRUE
60102 | Natural Gas Internal Combustion Engine | IC | 0.8 | Y | Industrial CHP | NG | natural gas peaker | FALSE
60102 | Natural Gas Internal Combustion Engine | IC | 0.8 | Y | Industrial CHP | NG | natural gas peaker | FALSE
60102 | Natural Gas Internal Combustion Engine | IC | 0.8 | Y | Industrial CHP | NG | natural gas peaker | FALSE
60102 | Natural Gas Internal Combustion Engine | IC | 0.8 | Y | Industrial CHP | NG | natural gas peaker | FALSE
60104 | Onshore Wind Turbine | WT | 249.7 | N | IPP Non-CHP | WND | onshore wind | TRUE
60105 | Solar Photovoltaic | PV | 1.9 | N | IPP Non-CHP | SUN | solar PV | TRUE
60106 | Solar Photovoltaic | PV | 4.9 | N | IPP Non-CHP | SUN | solar PV | TRUE
60107 | Solar Photovoltaic | PV | 1.9 | N | IPP Non-CHP | SUN | solar PV | TRUE
60108 | Solar Photovoltaic | PV | 4.9 | N | IPP Non-CHP | SUN | solar PV | TRUE
60120 | Other Natural Gas | FC | 1.4 | Y | IPP CHP | NG | other | FALSE
60121 | Solar Photovoltaic | PV | 2.6 | N | IPP Non-CHP | SUN | solar PV | TRUE
60128 | Onshore Wind Turbine | WT | 1.5 | N | Industrial Non-CHP | WND | onshore wind | FALSE
60128 | Onshore Wind Turbine | WT | 1.5 | N | Industrial Non-CHP | WND | onshore wind | FALSE
60128 | Onshore Wind Turbine | WT | 1.5 | N | Industrial Non-CHP | WND | onshore wind | FALSE
60129 | Solar Photovoltaic | PV | 1.9 | N | IPP Non-CHP | SUN | solar PV | TRUE
60130 | Natural Gas Internal Combustion Engine | IC | 1.4 | N | Industrial Non-CHP | NG | natural gas peaker | FALSE
60130 | Natural Gas Internal Combustion Engine | IC | 1.4 | N | Industrial Non-CHP | NG | natural gas peaker | FALSE
60130 | Natural Gas Internal Combustion Engine | IC | 1.4 | N | Industrial Non-CHP | NG | natural gas peaker | FALSE
60130 | Natural Gas Internal Combustion Engine | IC | 1.4 | N | Industrial Non-CHP | NG | natural gas peaker | FALSE
60130 | Natural Gas Internal Combustion Engine | IC | 1.4 | N | Industrial Non-CHP | NG | natural gas peaker | FALSE
60131 | Solar Photovoltaic | PV | 3.4 | N | IPP Non-CHP | SUN | solar PV | TRUE
60133 | Solar Photovoltaic | PV | 4.9 | N | IPP Non-CHP | SUN | solar PV | TRUE
60134 | Solar Photovoltaic | PV | 1.9 | N | IPP Non-CHP | SUN | solar PV | TRUE
60135 | Solar Photovoltaic | PV | 4.9 | N | IPP Non-CHP | SUN | solar PV | TRUE
60136 | Solar Photovoltaic | PV | 4.9 | N | IPP Non-CHP | SUN | solar PV | TRUE
60137 | Landfill Gas | IC | 1 | N | Electric Utility | LFG | biomass | TRUE
60150 | Solar Photovoltaic | PV | 2 | N | IPP Non-CHP | SUN | solar PV | TRUE
60184 | Landfill Gas | IC | 1.4 | N | IPP Non-CHP | LFG | biomass | TRUE
60184 | Landfill Gas | IC | 1.4 | N | IPP Non-CHP | LFG | biomass | TRUE
60188 | Solar Photovoltaic | PV | 5 | N | IPP Non-CHP | SUN | solar PV | TRUE
60189 | Solar Photovoltaic | PV | 5 | N | IPP Non-CHP | SUN | solar PV | TRUE
60190 | Solar Photovoltaic | PV | 3 | N | IPP Non-CHP | SUN | solar PV | TRUE
60195 | Solar Photovoltaic | PV | 9.9 | N | Electric Utility | SUN | solar PV | TRUE
60196 | Solar Photovoltaic | PV | 9.3 | N | Electric Utility | SUN | solar PV | TRUE
60197 | Solar Photovoltaic | PV | 10.5 | N | Electric Utility | SUN | solar PV | TRUE
60198 | Solar Photovoltaic | PV | 9.9 | N | Electric Utility | SUN | solar PV | TRUE
60200 | Solar Photovoltaic | PV | 1.9 | N | IPP Non-CHP | SUN | solar PV | TRUE
60219 | Solar Photovoltaic | PV | 1 | N | IPP Non-CHP | SUN | solar PV | TRUE
60220 | Other Waste Biomass | IC | 0.8 | Y | IPP CHP | OBG | biomass | FALSE
60220 | Other Waste Biomass | IC | 0.8 | N | IPP CHP | OBG | biomass | FALSE
60222 | Landfill Gas | IC | 0.3 | N | IPP Non-CHP | LFG | biomass | TRUE
60222 | Landfill Gas | IC | 0.3 | N | IPP Non-CHP | LFG | biomass | TRUE
60222 | Landfill Gas | IC | 0.3 | N | IPP Non-CHP | LFG | biomass | TRUE
60222 | Landfill Gas | IC | 0.3 | N | IPP Non-CHP | LFG | biomass | TRUE
60222 | Landfill Gas | IC | 0.3 | N | IPP Non-CHP | LFG | biomass | TRUE
60222 | Landfill Gas | IC | 0.3 | N | IPP Non-CHP | LFG | biomass | TRUE
60223 | Other Natural Gas | FC | 1 | N | IPP Non-CHP | NG | other | TRUE
60224 | Other Natural Gas | FC | 1 | N | IPP Non-CHP | NG | other | TRUE
60234 | Petroleum Liquids | IC | 2 | N | Electric Utility | DFO | petroleum | TRUE
60234 | Petroleum Liquids | IC | 2 | N | Electric Utility | DFO | petroleum | TRUE
60235 | Petroleum Liquids | IC | 2 | N | Electric Utility | DFO | petroleum | TRUE
60235 | Petroleum Liquids | IC | 2 | N | Electric Utility | DFO | petroleum | TRUE
60236 | Petroleum Liquids | IC | 2 | N | Electric Utility | DFO | petroleum | TRUE
60236 | Petroleum Liquids | IC | 2 | N | Electric Utility | DFO | petroleum | TRUE
60238 | Solar Photovoltaic | PV | 5.2 | N | IPP Non-CHP | SUN | solar PV | TRUE
60239 | Solar Photovoltaic | PV | 5.2 | N | IPP Non-CHP | SUN | solar PV | TRUE
60240 | Solar Photovoltaic | PV | 4.9 | N | IPP Non-CHP | SUN | solar PV | TRUE
60241 | Landfill Gas | IC | 1.2 | N | Electric Utility | LFG | biomass | TRUE
60241 | Landfill Gas | IC | 1.2 | N | Electric Utility | LFG | biomass | TRUE
60243 | Petroleum Liquids | IC | 0.4 | N | Electric Utility | DFO | petroleum | TRUE
60243 | Petroleum Liquids | IC | 0.3 | N | Electric Utility | DFO | petroleum | TRUE
60243 | Petroleum Liquids | IC | 0.4 | N | Electric Utility | DFO | petroleum | TRUE
60244 | Petroleum Liquids | IC | 0.5 | N | Electric Utility | DFO | petroleum | TRUE
60244 | Petroleum Liquids | IC | 0.4 | N | Electric Utility | DFO | petroleum | TRUE
60244 | Petroleum Liquids | IC | 0.2 | N | Electric Utility | DFO | petroleum | TRUE
60245 | Petroleum Liquids | IC | 0.4 | N | Electric Utility | DFO | petroleum | TRUE
60245 | Petroleum Liquids | IC | 0.5 | N | Electric Utility | DFO | petroleum | TRUE
60245 | Petroleum Liquids | IC | 0.5 | N | Electric Utility | DFO | petroleum | TRUE
60247 | Solar Photovoltaic | PV | 4 | N | IPP Non-CHP | SUN | solar PV | TRUE
60248 | Solar Photovoltaic | PV | 4 | N | IPP Non-CHP | SUN | solar PV | TRUE
60249 | Other Waste Biomass | IC | 1.2 | Y | IPP CHP | OBG | biomass | FALSE
60250 | Petroleum Liquids | IC | 4.4 | N | Electric Utility | DFO | petroleum | TRUE
60250 | Petroleum Liquids | IC | 2 | N | Electric Utility | DFO | petroleum | TRUE
60250 | Petroleum Liquids | IC | 2 | N | Electric Utility | DFO | petroleum | TRUE
60260 | Petroleum Liquids | IC | 0.2 | N | Electric Utility | DFO | petroleum | TRUE
60260 | Petroleum Liquids | IC | 0.4 | N | Electric Utility | DFO | petroleum | TRUE
60260 | Petroleum Liquids | IC | 0.5 | N | Electric Utility | DFO | petroleum | TRUE
60262 | Onshore Wind Turbine | WT | 73.4 | N | IPP Non-CHP | WND | onshore wind | TRUE
60263 | Other Waste Biomass | IC | 0.7 | Y | Commercial CHP | OBG | biomass | FALSE
60263 | Other Waste Biomass | IC | 0.8 | Y | Commercial CHP | OBG | biomass | FALSE
60276 | Natural Gas Fired Combustion Turbine | GT | 3.8 | Y | Industrial CHP | NG | natural gas peaker | FALSE
60312 | Solar Photovoltaic | PV | 4.9 | N | IPP Non-CHP | SUN | solar PV | TRUE
60313 | Solar Photovoltaic | PV | 4.9 | N | IPP Non-CHP | SUN | solar PV | TRUE
60321 | Onshore Wind Turbine | WT | 16.1 | N | IPP Non-CHP | WND | onshore wind | TRUE
60341 | Solar Photovoltaic | PV | 1 | N | IPP Non-CHP | SUN | solar PV | TRUE
60349 | Landfill Gas | IC | 0.6 | N | Commercial Non-CHP | LFG | biomass | FALSE
60349 | Landfill Gas | IC | 0.7 | N | Commercial Non-CHP | LFG | biomass | FALSE
60349 | Landfill Gas | IC | 0.9 | N | Commercial Non-CHP | LFG | biomass | FALSE
60353 | Solar Photovoltaic | PV | 2 | N | IPP Non-CHP | SUN | solar PV | TRUE
60365 | Solar Photovoltaic | PV | 1.6 | N | IPP Non-CHP | SUN | solar PV | TRUE
60369 | Solar Photovoltaic | PV | 5.2 | N | IPP Non-CHP | SUN | solar PV | TRUE
60390 | Batteries | BA | 31.5 | N | IPP Non-CHP | MWH | other | TRUE
60401 | Solar Photovoltaic | PV | 5.2 | N | IPP Non-CHP | SUN | solar PV | TRUE
60403 | Solar Photovoltaic | PV | 5.2 | N | IPP Non-CHP | SUN | solar PV | TRUE
60411 | Solar Photovoltaic | PV | 2.2 | N | IPP Non-CHP | SUN | solar PV | TRUE
60419 | Geothermal | BT | 16.2 | N | IPP Non-CHP | GEO | geothermal | TRUE
60422 | Solar Photovoltaic | PV | 20 | N | Electric Utility | SUN | solar PV | TRUE
60425 | Solar Photovoltaic | PV | 2 | N | IPP Non-CHP | SUN | solar PV | TRUE
60427 | Solar Photovoltaic | PV | 2 | N | IPP Non-CHP | SUN | solar PV | TRUE
60431 | Solar Photovoltaic | PV | 2 | N | IPP Non-CHP | SUN | solar PV | TRUE
60441 | Batteries | BA | 5 | N | Electric Utility | MWH | other | TRUE
60446 | Solar Photovoltaic | PV | 1 | N | IPP Non-CHP | SUN | solar PV | TRUE
60447 | Solar Photovoltaic | PV | 1.2 | N | IPP Non-CHP | SUN | solar PV | TRUE
60448 | Solar Photovoltaic | PV | 1 | N | IPP Non-CHP | SUN | solar PV | TRUE
60450 | Solar Photovoltaic | PV | 1.1 | N | IPP Non-CHP | SUN | solar PV | TRUE
60451 | Solar Photovoltaic | PV | 1 | N | IPP Non-CHP | SUN | solar PV | TRUE
60452 | Solar Photovoltaic | PV | 3.9 | N | IPP Non-CHP | SUN | solar PV | TRUE
60453 | Solar Photovoltaic | PV | 2 | N | IPP Non-CHP | SUN | solar PV | TRUE
60454 | Solar Photovoltaic | PV | 2.6 | N | IPP Non-CHP | SUN | solar PV | TRUE
60455 | Solar Photovoltaic | PV | 1.9 | N | IPP Non-CHP | SUN | solar PV | TRUE
60456 | Solar Photovoltaic | PV | 1.9 | N | IPP Non-CHP | SUN | solar PV | TRUE
60458 | Solar Photovoltaic | PV | 2.8 | N | IPP Non-CHP | SUN | solar PV | TRUE
60480 | Solar Photovoltaic | PV | 2.1 | N | IPP Non-CHP | SUN | solar PV | TRUE
60489 | Solar Photovoltaic | PV | 3.5 | N | IPP Non-CHP | SUN | solar PV | TRUE
60489 | Solar Photovoltaic | PV | 4 | N | IPP Non-CHP | SUN | solar PV | TRUE
60494 | Solar Photovoltaic | PV | 3.2 | N | IPP Non-CHP | SUN | solar PV | TRUE
60495 | Solar Photovoltaic | PV | 1.3 | N | IPP Non-CHP | SUN | solar PV | TRUE
60496 | Solar Photovoltaic | PV | 1.5 | N | IPP Non-CHP | SUN | solar PV | TRUE
60499 | Solar Photovoltaic | PV | 1.7 | N | Commercial Non-CHP | SUN | solar PV | FALSE
60500 | Solar Photovoltaic | PV | 0.9 | N | Commercial Non-CHP | SUN | solar PV | FALSE
60501 | Solar Photovoltaic | PV | 0.9 | N | Commercial Non-CHP | SUN | solar PV | FALSE
60506 | Batteries | BA | 4 | N | IPP Non-CHP | MWH | other | TRUE
60514 | Solar Photovoltaic | PV | 1.6 | N | IPP Non-CHP | SUN | solar PV | TRUE
60571 | Landfill Gas | IC | 1.4 | N | Commercial Non-CHP | LFG | biomass | FALSE

## US Cross-Page Data
Form 860 Prime Mover Codes |  | Form 860 Energy Source Codes |  |  | Cross-walk for 2-check fuels
Prime Mover Code | Prime Mover Description | Code | Energy Source Description | Corresponding Model Subscript | Fuel Type | Primer Mover | Model Energy Source
BA | Energy Storage, Battery | AB | Agriculture Crop Byproducts/Straw/Energy Crops | biomass | NG | CA | natural gas nonpeaker
CE | Energy Storage, Compressed Air | ANT | Anthracite Coal | hard coal | NG | CC | natural gas nonpeaker
CP | Energy Storage, Concentrated Solar Power | BFG | Blast-Furnace Gas | other | NG | CE | other
FW | Energy Storage, Flywheel | BIT | Bituminous Coal | hard coal | NG | CS | natural gas nonpeaker
PS | Energy Storage, Reversible Hydraulic Turbine (Pumped Storage) | BLQ | Black Liquor | biomass | NG | CT | natural gas nonpeaker
ES | Energy Storage, Other (specify in SCHEDULE 7) | CUR | Water, Current | hydro | NG | FC | other
ST | Steam Turbine, including nuclear, geothermal and solar steam (does not include combined cycle) | DFO | Disillate Fuel Oil (all Diesel, and No. 1, No. 2, and No. 4 Fuel Oils) | petroleum | NG | GT | natural gas peaker
GT | Combustion (Gas) Turbine (does not include the combustion turbine part of a combined cycle; see code CT, below) | GEO | Geothermal | geothermal | NG | IC | natural gas peaker
IC | Internal Combustion Engine (diesel, piston, reciprocating) | JF | Jet Fuel | petroleum | NG | OT | other
CA | Combined Cycle Steam Part | KER | Kerosene | other | NG | ST | natural gas peaker
CT | Combined Cycle Combustion Turbine Part | LFG | Landfill Gas | biomass | SUN | PV | solar pv
CS | Combined Cycle Single Shaft (combustion turbine and steam turbine share a single generator) | LIG | Lignite | lignite | SUN | ST | solar thermal
CC | Combined Cycle Total Unit (use only for plants/generators that are in planning stage, for which specific generator details cannot be provided) | MWH | Megawatt Hour (MWh) | other | WND | WT | onshore wind
HA | Hydrokinetic, Axial Flow Turbine | MSB | Biogenic Municipal Solid Waste | biomass | WND | WS | offshore wind
HB | Hydrokinetic, Wave Buoy | MSN | Non-biogenic Municipal Solid Waste | biomass
HK | Hydrokinetic, Other (specify in SCHEDULE 7) | MSW | Municipal Solid Waste | biomass | Note that NG steam turbines and solar thermal use the same prime mover code.
HY | Hydroelectric Turbine (includes turbines associated with delivery of water by pipeline) | NA | Not Available at this Time | other
BT | Turbines Used in a Binary Cycle (including those used for geothermal applications) | NG | Natural Gas | natural gas
PV | Photovoltaic | NUC | Nuclear (Uranium, Plutonium, Thorium) | nuclear
WT | Wind Turbine, Onshore | OBG | Other Biomass Gases (Digester Gas, Methane, and other Biomass Gases) | biomass
WS | Wind Turbine, Offshore | OBL | Other Biomass Liquids (Fish Oil, Liquid Acetonitrite Waste, Medical Waste, Tall Oil, ethanol, Waste Alcohol, and other Biomass Liquids not specified) | biomass
FC | Fuel Cell | OBS | Other Biomass Solids (Animal Manure and Waste, Solid Byproducts, and Other Solid Biomass not specified) | biomass
OT | Other (specify in SCHEDULE 7) | OG | Other Gas (Coke-Oven, Coal Processes, Butane, Refinery, Other Process) | other
|  | OTH | Other (Batteries, Chemicals. Hydrogen, Pitch, Sulfur, Miscellaneous technologies) | other
|  | PC | Petroleum Coke | petroleum
|  | PG | Propane | other
|  | PUR | Purchased Steam | other
|  | RC | Refined Coal | hard coal
|  | RFO | Residual Fuel Oil (Include No. 5, and No. 6 Fuel Oil, and Bunker C Fuel Oil) | petroleum
|  | SC | Coal-based Synfuel. Including briquettes, pellets, or extrusions, which are formed by binding materials or processes that recycle materials. | hard coal
|  | SGP | Synthesis Gas from Petroleum Coke | other
|  | SGC | Coal-Derived Synthetic Gas | hard coal
|  | SLW | Sludge waste | biomass
|  | SUB | Subbituminous Coal | hard coal
|  | SUN | Solar (Photovoltaic, Thermal) | solar
|  | TDF | Tires | other
|  | TID | Water, Tides | hydro
|  | WAT | Water, Conventional or Pumped Storage | hydro
|  | WC | Waste/Other Coal (Culm, Gob, Coke, and Breeze) | hard coal
|  | WDL | Woos Waste Liquids (Red Liquor, Sludge Wood, Spent Sulfite Liquor, and other Wood Related Liquids not specified) | biomass
|  | WDS | Wood/Wood Waste Solids (Paper Pellets, Railroad Ties, Utility Poles, Wood Chips, and Other Wood Solids) | biomass
|  | WH | Waste Heat | other
|  | WND | Wind | wind
|  | WO | Oil-Other, and Waste Oil (Butane (liquid), Crude Oil, Liquid Byproducts, Propane (liquid), Oil Waste, Re-Refined Motor Oil, Sludge Oil, Tar Oil) | petroleum
|  | WV | Water, Waves | hydro

## CDN data by plant
Select Report Version: Canada’s Energy Future 2016: Update
Select Appendices: Electricity Capacity
Select Case: Reference
Select Type: Plant Type
Note: 2014 is latest historical value
https://apps.neb-one.gc.ca/ftrppndc/dflt.aspx?GoCTemplateCulture=en-CA
Canada
_ | 2005 | 2006 | 2007 | 2008 | 2009 | 2010 | 2011 | 2012 | 2013 | 2014 | 2015 | 2016 | 2017 | 2018 | 2019 | 2020 | 2021 | 2022 | 2023 | 2024 | 2025 | 2026 | 2027 | 2028 | 2029 | 2030 | 2031 | 2032 | 2033 | 2034 | 2035 | 2036 | 2037 | 2038 | 2039 | 2040
Oil/Gas Combustion Turbine | 6051.35 | 5613.72 | 5839.62 | 6209.37 | 6589.59 | 6874.88 | 7053.72 | 8022.91 | 7484.86 | 7293.72 | 7491.11 | 8182.11 | 8438.99 | 8639.02 | 8839.05 | 8693.47 | 8813.49 | 8863.51 | 8819.53 | 8888.55 | 8890.56 | 8918.89 | 9168.9 | 9258.92 | 9228.13 | 9283.15 | 9618.16 | 9682.18 | 9692.19 | 9752.21 | 9795.18 | 9875.21 | 9895.22 | 9915.23 | 10035.24 | 9915.25
Oil/Gas Steam Turbine | 7273.17 | 7030.89 | 7021.36 | 6856.61 | 4900.08 | 6981.96 | 6284.38 | 6284.38 | 6322.38 | 5982.69 | 6678.69 | 5767.37 | 5767.37 | 5767.37 | 5277.37 | 5277.37 | 5327.37 | 5327.37 | 5327.37 | 5327.37 | 5247.37 | 5247.37 | 5247.37 | 5247.37 | 5247.37 | 5247.37 | 5247.37 | 5148.37 | 5148.37 | 5148.37 | 5148.37 | 5148.37 | 5148.37 | 5148.37 | 5148.37 | 5148.37
Oil/Gas Combined Cycle | 4691.16 | 5585.16 | 5585.16 | 7189.66 | 8828.66 | 9704.66 | 9928.66 | 10113.66 | 10209.66 | 10492.66 | 11292.94 | 11702.76 | 11717.76 | 13546.76 | 13796.76 | 14576.76 | 15126.76 | 16016.76 | 16216.76 | 16316.76 | 16776.76 | 17076.76 | 17033.76 | 19276.76 | 22696.76 | 24356.76 | 24466.76 | 24706.76 | 24946.76 | 25386.76 | 25876.76 | 26116.76 | 26396.76 | 26676.76 | 26906.76 | 27086.76
Coal | 16022.02 | 15938.02 | 16002.02 | 15740.02 | 15793.02 | 13916.02 | 13601.02 | 12680.02 | 12177.02 | 9938.02 | 9943.82 | 9943.82 | 9943.82 | 9943.82 | 9788.82 | 8786.18 | 8636.18 | 8486.18 | 8486.18 | 8486.18 | 8486.18 | 8273.18 | 7463.18 | 5210.8 | 3730.8 | 2433 | 2433 | 2433 | 2433 | 2433 | 2277 | 2277 | 1972 | 1972 | 1817 | 1817
Nuclear | 12805 | 13345 | 13345 | 13345 | 13345 | 13345 | 13345 | 13345 | 14345 | 14273 | 14273 | 14273 | 13338 | 13338 | 13338 | 10353 | 10353 | 9418 | 7658 | 7403 | 7516 | 7516 | 7519 | 9294 | 7650 | 9425 | 9425 | 10265 | 10265 | 11105 | 11105 | 11105 | 11105 | 11105 | 11105 | 11105
Biomass / Geothermal | 1789.09 | 1801.69 | 1801.69 | 1725.69 | 1794.79 | 1859.79 | 1889.29 | 1944.39 | 1975.57 | 2430.66 | 2408.36 | 2941.19 | 3241.46 | 3318.29 | 3389.83 | 3391.49 | 3432.28 | 3463.23 | 3547.27 | 3550.38 | 3592.55 | 3623.76 | 3665.02 | 3716.31 | 3757.61 | 3789.91 | 3831.22 | 3832.55 | 3923.88 | 3965.23 | 4006.59 | 4007.96 | 4059.35 | 4060.74 | 4062.16 | 4063.58
Solar | 16.75 | 20.48 | 25.77 | 32.72 | 94.57 | 281.13 | 419.4 | 647.48 | 1027.63 | 1523.48 | 2135.48 | 2989.34 | 3473.78 | 3959.98 | 4179.71 | 4353.81 | 4478.23 | 4599.81 | 4713.98 | 4825.72 | 5020.25 | 5135.58 | 5167.68 | 5190.84 | 5212.17 | 5286.45 | 5311.78 | 5354.45 | 5388.91 | 5420.88 | 5505.56 | 5540.77 | 5592.71 | 5635.57 | 5676.07 | 5717.3
Wind | 557.37 | 1443.04 | 1823.24 | 2321.14 | 3240.14 | 3800.14 | 5171.34 | 6037.64 | 7683.61 | 9621.89 | 11072.19 | 11905.17 | 12695.18 | 14006.5 | 14835.1 | 15593.66 | 16097.15 | 16706.24 | 17235.38 | 17939.4 | 18775.23 | 19541.91 | 20250.23 | 20929.62 | 21639.91 | 22055.86 | 22117.23 | 22149.48 | 22212.92 | 22347.79 | 22508.8 | 22545.94 | 22584.25 | 22723.77 | 22764.59 | 22831.73
Hydro / Wave / Tidal | 72859.19 | 72749.19 | 73550.19 | 74453.19 | 74735.19 | 75130.19 | 75446.04 | 76501.34 | 75972.64 | 78487.64 | 79312.89 | 80151.26 | 80434.86 | 80919.81 | 81851.19 | 82349.7 | 83038.9 | 83103.96 | 83199.98 | 83257.04 | 84479.53 | 84537.45 | 85717.63 | 86075.94 | 87073.35 | 87431.8 | 88130.12 | 88213.26 | 88331.27 | 88389.19 | 88487.05 | 88544.83 | 88662.55 | 88720.16 | 88817.72 | 88825.22
Newfoundland and Labrador
_ | 2005 | 2006 | 2007 | 2008 | 2009 | 2010 | 2011 | 2012 | 2013 | 2014 | 2015 | 2016 | 2017 | 2018 | 2019 | 2020 | 2021 | 2022 | 2023 | 2024 | 2025 | 2026 | 2027 | 2028 | 2029 | 2030 | 2031 | 2032 | 2033 | 2034 | 2035 | 2036 | 2037 | 2038 | 2039 | 2040
Oil/Gas Combustion Turbine | 371.97 | 371.97 | 371.97 | 371.97 | 335.29 | 335.29 | 335.29 | 335.29 | 335.29 | 349.99 | 349.99 | 349.99 | 455.84 | 455.84 | 455.84 | 455.84 | 455.84 | 455.84 | 455.84 | 455.84 | 455.84 | 455.84 | 455.84 | 395.84 | 395.84 | 395.84 | 515.84 | 515.84 | 515.84 | 515.84 | 515.84 | 515.84 | 515.84 | 515.84 | 515.84 | 515.84
Oil/Gas Steam Turbine | 490 | 490 | 490 | 490 | 490 | 490 | 490 | 490 | 490 | 490 | 490 | 490 | 490 | 490 | 0 | 0 | 0 | 0 | 0 | 0 | 0 | 0 | 0 | 0 | 0 | 0 | 0 | 0 | 0 | 0 | 0 | 0 | 0 | 0 | 0 | 0
Oil/Gas Combined Cycle | 0 | 0 | 0 | 0 | 0 | 0 | 0 | 0 | 0 | 0 | 0 | 0 | 0 | 0 | 0 | 0 | 0 | 0 | 0 | 0 | 0 | 0 | 0 | 0 | 0 | 0 | 0 | 0 | 0 | 0 | 0 | 0 | 0 | 0 | 0 | 0
Coal | 0 | 0 | 0 | 0 | 0 | 0 | 0 | 0 | 0 | 0 | 0 | 0 | 0 | 0 | 0 | 0 | 0 | 0 | 0 | 0 | 0 | 0 | 0 | 0 | 0 | 0 | 0 | 0 | 0 | 0 | 0 | 0 | 0 | 0 | 0 | 0
Biomass / Geothermal | 0 | 0 | 0 | 0 | 0 | 0 | 0 | 0 | 0 | 0 | 0 | 0 | 0 | 0 | 0 | 0 | 0 | 0 | 0 | 0 | 0 | 0 | 0 | 0 | 0 | 0 | 0 | 0 | 0 | 0 | 0 | 0 | 0 | 0 | 0 | 0
Solar | 0 | 0 | 0 | 0 | 0 | 0 | 0 | 0 | 0.02 | 0.02 | 0.02 | 0.02 | 0.05 | 0.06 | 0.07 | 0.08 | 0.11 | 0.15 | 0.2 | 0.26 | 0.34 | 0.43 | 0.53 | 0.65 | 0.78 | 0.92 | 1.09 | 1.26 | 1.45 | 1.66 | 1.9 | 2.15 | 2.41 | 2.7 | 3 | 3.31
Wind | 0 | 0 | 0 | 0 | 54 | 54 | 54.3 | 54.3 | 54.3 | 54.3 | 54.3 | 54.71 | 54.81 | 54.9 | 55.02 | 55.17 | 55.35 | 55.53 | 55.73 | 55.95 | 56.2 | 56.48 | 56.77 | 57.08 | 57.41 | 57.74 | 58.09 | 58.44 | 58.81 | 59.23 | 59.66 | 60.12 | 60.6 | 61.09 | 61.62 | 62.17
Hydro / Wave / Tidal | 6780.06 | 6780.06 | 6780.06 | 6780.06 | 6780.06 | 6780.06 | 6783.06 | 6783.06 | 6783.06 | 6783.06 | 6783.06 | 6783.06 | 6783.06 | 6783.18 | 7607.21 | 7607.24 | 7607.27 | 7607.31 | 7607.36 | 7607.4 | 7607.45 | 7607.51 | 7607.57 | 7607.63 | 7607.7 | 7607.77 | 7607.84 | 7607.91 | 7607.98 | 7608.06 | 7608.13 | 7608.21 | 7608.3 | 7608.38 | 7608.47 | 7608.56
Prince Edward Island
_ | 2005 | 2006 | 2007 | 2008 | 2009 | 2010 | 2011 | 2012 | 2013 | 2014 | 2015 | 2016 | 2017 | 2018 | 2019 | 2020 | 2021 | 2022 | 2023 | 2024 | 2025 | 2026 | 2027 | 2028 | 2029 | 2030 | 2031 | 2032 | 2033 | 2034 | 2035 | 2036 | 2037 | 2038 | 2039 | 2040
Oil/Gas Combustion Turbine | 94 | 94 | 94 | 94 | 92.9 | 95.45 | 95.45 | 95.45 | 95.45 | 95.45 | 95.45 | 95.45 | 95.45 | 95.45 | 95.45 | 95.45 | 95.45 | 95.45 | 95.45 | 95.45 | 95.45 | 95.45 | 95.45 | 95.45 | 95.45 | 95.45 | 95.45 | 95.45 | 95.45 | 95.45 | 95.45 | 95.45 | 95.45 | 95.45 | 95.45 | 95.45
Oil/Gas Steam Turbine | 65 | 65 | 65 | 65 | 65 | 65 | 65 | 65 | 65 | 65 | 65 | 65 | 65 | 65 | 65 | 65 | 65 | 65 | 65 | 65 | 65 | 65 | 65 | 65 | 65 | 65 | 65 | 65 | 65 | 65 | 65 | 65 | 65 | 65 | 65 | 65
Oil/Gas Combined Cycle | 0 | 0 | 0 | 0 | 0 | 0 | 0 | 0 | 0 | 0 | 0 | 0 | 0 | 0 | 0 | 0 | 0 | 0 | 0 | 0 | 0 | 0 | 0 | 0 | 0 | 0 | 0 | 0 | 0 | 0 | 0 | 0 | 0 | 0 | 0 | 0
Coal | 0 | 0 | 0 | 0 | 0 | 0 | 0 | 0 | 0 | 0 | 0 | 0 | 0 | 0 | 0 | 0 | 0 | 0 | 0 | 0 | 0 | 0 | 0 | 0 | 0 | 0 | 0 | 0 | 0 | 0 | 0 | 0 | 0 | 0 | 0 | 0
Nuclear | 0 | 0 | 0 | 0 | 0 | 0 | 0 | 0 | 0 | 0 | 0 | 0 | 0 | 0 | 0 | 0 | 0 | 0 | 0 | 0 | 0 | 0 | 0 | 0 | 0 | 0 | 0 | 0 | 0 | 0 | 0 | 0 | 0 | 0 | 0 | 0
Biomass / Geothermal | 2.1 | 2.1 | 2.1 | 2.1 | 2.1 | 2.1 | 2.1 | 2.1 | 2.1 | 2.1 | 2.1 | 2.1 | 2.1 | 2.1 | 2.1 | 2.1 | 2.1 | 2.1 | 2.11 | 2.11 | 2.11 | 2.11 | 2.11 | 2.11 | 2.11 | 2.11 | 2.12 | 2.12 | 2.12 | 2.12 | 2.12 | 2.12 | 2.13 | 2.13 | 2.13 | 2.13
Solar | 0 | 0 | 0 | 0 | 0 | 0 | 0 | 0 | 0 | 0 | 0 | 0 | 0.01 | 0.01 | 0.01 | 0.01 | 0.01 | 0.02 | 0.03 | 0.05 | 0.06 | 0.08 | 0.1 | 0.13 | 0.16 | 0.19 | 0.23 | 0.28 | 0.32 | 0.38 | 0.43 | 0.49 | 0.56 | 0.63 | 0.7 | 0.78
Wind | 13 | 13 | 72 | 72 | 151 | 163 | 163 | 163 | 173 | 203.28 | 203.28 | 203.28 | 203.28 | 203.28 | 203.28 | 233.28 | 233.28 | 233.28 | 233.28 | 233.28 | 263.28 | 263.28 | 263.28 | 263.28 | 263.28 | 293.28 | 293.28 | 293.28 | 293.28 | 293.28 | 293.28 | 293.28 | 293.28 | 293.28 | 293.28 | 293.28
Hydro / Wave / Tidal | 0 | 0 | 0 | 0 | 0 | 0 | 0 | 0 | 0 | 0 | 0 | 0 | 0 | 0 | 0 | 0 | 0 | 0 | 0 | 0 | 0 | 0 | 0 | 0 | 0 | 0 | 0 | 0 | 0 | 0 | 0 | 0 | 0 | 0 | 0 | 0
Nova Scotia
_ | 2005 | 2006 | 2007 | 2008 | 2009 | 2010 | 2011 | 2012 | 2013 | 2014 | 2015 | 2016 | 2017 | 2018 | 2019 | 2020 | 2021 | 2022 | 2023 | 2024 | 2025 | 2026 | 2027 | 2028 | 2029 | 2030 | 2031 | 2032 | 2033 | 2034 | 2035 | 2036 | 2037 | 2038 | 2039 | 2040
Oil/Gas Combustion Turbine | 320.3 | 320.3 | 320.3 | 320.3 | 320.3 | 320.3 | 222.3 | 222.3 | 222.3 | 222.3 | 222.3 | 222.3 | 222.3 | 222.3 | 222.3 | 222.3 | 222.3 | 222.3 | 222.3 | 222.3 | 222.3 | 222.3 | 222.3 | 222.3 | 222.3 | 222.3 | 222.3 | 222.3 | 222.3 | 222.3 | 222.3 | 222.3 | 222.3 | 222.3 | 222.3 | 222.3
Oil/Gas Steam Turbine | 332 | 332 | 332 | 332 | 332 | 332 | 332 | 332 | 332 | 332 | 332 | 332 | 332 | 332 | 332 | 332 | 332 | 332 | 332 | 332 | 252 | 252 | 252 | 252 | 252 | 252 | 252 | 153 | 153 | 153 | 153 | 153 | 153 | 153 | 153 | 153
Oil/Gas Combined Cycle | 0 | 0 | 0 | 0 | 0 | 0 | 150 | 150 | 150 | 150 | 150 | 150 | 150 | 150 | 150 | 150 | 150 | 150 | 150 | 150 | 150 | 350 | 350 | 350 | 550 | 550 | 550 | 550 | 550 | 750 | 800 | 800 | 800 | 800 | 850 | 850
Coal | 1288 | 1288 | 1288 | 1288 | 1288 | 1288 | 1288 | 1288 | 1288 | 1288 | 1288 | 1288 | 1288 | 1288 | 1133 | 1133 | 1133 | 1133 | 1133 | 1133 | 1133 | 1133 | 1133 | 1133 | 1133 | 1133 | 1133 | 1133 | 1133 | 1133 | 977 | 977 | 977 | 977 | 822 | 822
Nuclear | 0 | 0 | 0 | 0 | 0 | 0 | 0 | 0 | 0 | 0 | 0 | 0 | 0 | 0 | 0 | 0 | 0 | 0 | 0 | 0 | 0 | 0 | 0 | 0 | 0 | 0 | 0 | 0 | 0 | 0 | 0 | 0 | 0 | 0 | 0 | 0
Biomass / Geothermal | 68.62 | 66.12 | 66.12 | 66.12 | 66.12 | 66.12 | 66.12 | 66.12 | 66.12 | 112.56 | 112.56 | 112.58 | 112.59 | 112.59 | 112.6 | 112.61 | 112.62 | 112.63 | 112.64 | 112.65 | 112.66 | 112.68 | 112.7 | 112.71 | 112.73 | 112.75 | 112.77 | 112.79 | 112.81 | 112.83 | 112.85 | 112.87 | 112.89 | 112.92 | 112.94 | 112.96
Solar | 0 | 0 | 0 | 0 | 0 | 0 | 0 | 0 | 0.37 | 0.37 | 0.37 | 0.37 | 0.41 | 0.42 | 0.43 | 0.45 | 0.49 | 0.54 | 0.63 | 0.73 | 0.85 | 1 | 1.16 | 1.36 | 1.57 | 1.82 | 2.1 | 2.41 | 2.78 | 3.17 | 3.59 | 4.02 | 4.48 | 5 | 5.54 | 6.11
Wind | 34.7 | 37.1 | 42.3 | 43.2 | 43.2 | 122.2 | 216.6 | 320.2 | 326.17 | 328.17 | 443.97 | 505.94 | 506.08 | 506.21 | 506.37 | 531.57 | 531.81 | 532.09 | 532.42 | 532.79 | 558.2 | 558.64 | 559.13 | 559.63 | 560.19 | 585.76 | 585.76 | 585.76 | 585.76 | 585.76 | 610.76 | 610.76 | 610.76 | 610.76 | 610.76 | 635.76
Hydro / Wave / Tidal | 401.2 | 401.2 | 401.2 | 401.2 | 401.2 | 401.2 | 401.2 | 401.2 | 401.2 | 388.2 | 392.2 | 392.2 | 392.2 | 392.36 | 392.4 | 438.43 | 438.48 | 438.53 | 438.6 | 438.67 | 438.75 | 438.84 | 438.94 | 439.04 | 439.15 | 439.26 | 439.38 | 439.5 | 439.63 | 439.76 | 439.9 | 440.04 | 440.18 | 440.33 | 440.48 | 440.64
New Brunswick
_ | 2005 | 2006 | 2007 | 2008 | 2009 | 2010 | 2011 | 2012 | 2013 | 2014 | 2015 | 2016 | 2017 | 2018 | 2019 | 2020 | 2021 | 2022 | 2023 | 2024 | 2025 | 2026 | 2027 | 2028 | 2029 | 2030 | 2031 | 2032 | 2033 | 2034 | 2035 | 2036 | 2037 | 2038 | 2039 | 2040
Oil/Gas Combustion Turbine | 633.04 | 633.04 | 633.04 | 633.04 | 633.04 | 633.04 | 633.04 | 633.04 | 633.04 | 633.04 | 633.04 | 633.04 | 633.04 | 633.04 | 633.04 | 633.04 | 633.04 | 633.04 | 633.04 | 633.04 | 633.04 | 604.34 | 604.34 | 704.34 | 704.34 | 704.34 | 704.34 | 704.34 | 704.34 | 704.34 | 704.34 | 704.34 | 704.34 | 704.34 | 704.34 | 514.34
Oil/Gas Steam Turbine | 1055 | 1055 | 1055 | 1055 | 1050 | 996 | 1050 | 1050 | 1050 | 1050 | 1050 | 1050 | 1050 | 1050 | 1050 | 1050 | 1050 | 1050 | 1050 | 1050 | 1050 | 1050 | 1050 | 1050 | 1050 | 1050 | 1050 | 1050 | 1050 | 1050 | 1050 | 1050 | 1050 | 1050 | 1050 | 1050
Oil/Gas Combined Cycle | 245 | 245 | 245 | 245 | 260 | 260 | 260 | 260 | 260 | 260 | 260 | 260 | 260 | 260 | 260 | 260 | 260 | 260 | 260 | 260 | 260 | 260 | 0 | 0 | 0 | 0 | 0 | 0 | 0 | 0 | 0 | 0 | 0 | 0 | 0 | 0
Coal | 541 | 541 | 541 | 541 | 541 | 490 | 490 | 490 | 490 | 490 | 490 | 490 | 490 | 490 | 490 | 490 | 490 | 490 | 490 | 490 | 490 | 490 | 490 | 490 | 490 | 490 | 490 | 490 | 490 | 490 | 490 | 490 | 490 | 490 | 490 | 490
Nuclear | 680 | 680 | 680 | 680 | 680 | 680 | 680 | 680 | 705 | 705 | 705 | 705 | 705 | 705 | 705 | 705 | 705 | 705 | 705 | 705 | 705 | 705 | 705 | 705 | 705 | 705 | 705 | 705 | 705 | 705 | 705 | 705 | 705 | 705 | 705 | 705
Biomass / Geothermal | 127.37 | 127.37 | 127.37 | 127.37 | 127.37 | 127.37 | 127.37 | 127.37 | 127.37 | 127.37 | 127.37 | 127.37 | 127.38 | 127.4 | 127.41 | 127.43 | 127.45 | 127.48 | 127.5 | 127.54 | 127.57 | 127.6 | 127.64 | 127.68 | 127.72 | 127.76 | 127.8 | 127.84 | 127.88 | 127.92 | 127.97 | 128.01 | 128.05 | 128.1 | 128.15 | 128.2
Solar | 0 | 0 | 0 | 0 | 0 | 0 | 0 | 0 | 0.16 | 0.16 | 0.16 | 0.16 | 0.3 | 0.33 | 0.36 | 0.41 | 0.49 | 0.62 | 0.83 | 1.08 | 31.38 | 31.72 | 32.12 | 32.57 | 33.08 | 33.65 | 34.23 | 34.9 | 35.64 | 36.43 | 37.27 | 38.17 | 39.12 | 40.13 | 41.2 | 42.32
Wind | 0 | 0 | 0 | 96 | 195 | 249 | 294 | 294 | 294 | 294 | 294 | 295.63 | 295.99 | 296.31 | 296.73 | 332.21 | 332.79 | 333.48 | 334.27 | 335.16 | 336.13 | 337.19 | 338.32 | 339.53 | 340.77 | 371.99 | 373.29 | 374.64 | 376.06 | 377.55 | 379.1 | 380.72 | 382.42 | 384.2 | 386.05 | 387.99
Hydro / Wave / Tidal | 948.95 | 948.95 | 948.95 | 948.95 | 948.95 | 948.95 | 956.8 | 956.8 | 956.8 | 956.8 | 956.8 | 956.8 | 956.8 | 957.28 | 957.39 | 957.48 | 957.59 | 957.71 | 957.86 | 958.03 | 958.22 | 958.43 | 958.65 | 958.88 | 959.13 | 959.38 | 959.63 | 959.87 | 960.12 | 960.37 | 960.62 | 960.88 | 961.15 | 961.41 | 961.68 | 961.96
Quebec
_ | 2005 | 2006 | 2007 | 2008 | 2009 | 2010 | 2011 | 2012 | 2013 | 2014 | 2015 | 2016 | 2017 | 2018 | 2019 | 2020 | 2021 | 2022 | 2023 | 2024 | 2025 | 2026 | 2027 | 2028 | 2029 | 2030 | 2031 | 2032 | 2033 | 2034 | 2035 | 2036 | 2037 | 2038 | 2039 | 2040
Oil/Gas Combustion Turbine | 965.97 | 915.38 | 1036.38 | 1004.38 | 1004.38 | 873.38 | 1038.09 | 1346.25 | 877.25 | 446.17 | 284.17 | 284.17 | 284.17 | 284.17 | 284.17 | 284.17 | 284.17 | 284.17 | 284.17 | 284.17 | 284.17 | 284.17 | 284.17 | 284.17 | 284.17 | 284.17 | 284.17 | 284.17 | 284.17 | 284.17 | 217.13 | 217.13 | 217.13 | 217.13 | 217.13 | 217.13
Oil/Gas Steam Turbine | 659.71 | 659.71 | 659.71 | 659.71 | 659.71 | 659.71 | 0 | 0 | 0 | 0 | 0 | 0 | 0 | 0 | 0 | 0 | 0 | 0 | 0 | 0 | 0 | 0 | 0 | 0 | 0 | 0 | 0 | 0 | 0 | 0 | 0 | 0 | 0 | 0 | 0 | 0
Oil/Gas Combined Cycle | 0 | 560 | 560 | 560 | 560 | 560 | 560 | 560 | 560 | 560 | 560 | 560 | 560 | 560 | 560 | 560 | 560 | 560 | 560 | 560 | 560 | 560 | 560 | 560 | 560 | 560 | 560 | 560 | 560 | 560 | 560 | 560 | 560 | 560 | 560 | 560
Coal | 0 | 0 | 0 | 0 | 0 | 0 | 0 | 0 | 0 | 0 | 0 | 0 | 0 | 0 | 0 | 0 | 0 | 0 | 0 | 0 | 0 | 0 | 0 | 0 | 0 | 0 | 0 | 0 | 0 | 0 | 0 | 0 | 0 | 0 | 0 | 0
Nuclear | 675 | 675 | 675 | 675 | 675 | 675 | 675 | 675 | 0 | 0 | 0 | 0 | 0 | 0 | 0 | 0 | 0 | 0 | 0 | 0 | 0 | 0 | 0 | 0 | 0 | 0 | 0 | 0 | 0 | 0 | 0 | 0 | 0 | 0 | 0 | 0
Biomass / Geothermal | 278 | 278 | 278 | 230 | 230 | 230 | 240 | 240 | 240 | 240 | 245 | 290.68 | 345.72 | 372.35 | 402.67 | 403.07 | 403.57 | 434.2 | 434.88 | 435.6 | 436.37 | 467.17 | 467.99 | 468.83 | 469.67 | 500.51 | 501.36 | 502.21 | 503.07 | 543.95 | 544.83 | 545.73 | 546.63 | 547.54 | 548.47 | 549.4
Solar | 0 | 0 | 0 | 0 | 0 | 0 | 0 | 0 | 0.3 | 0.3 | 0.3 | 0.3 | 1.66 | 1.95 | 2.29 | 3.37 | 5.14 | 8.15 | 13.3 | 19.33 | 26.33 | 34.27 | 43.18 | 53.17 | 64.17 | 76.19 | 89.24 | 103.59 | 119.28 | 135.79 | 153.27 | 171.56 | 190.74 | 210.9 | 231.88 | 253.75
Wind | 207 | 317 | 417 | 527 | 660 | 664 | 923 | 1354 | 2404 | 2865 | 3262 | 3790.07 | 4216.45 | 4615.39 | 4823.71 | 4934.15 | 4947.59 | 4964.65 | 4983.5 | 5004.19 | 5126.4 | 5149.9 | 5174.73 | 5200.44 | 5226.85 | 5353.76 | 5381.51 | 5409.94 | 5439.36 | 5470 | 5601.59 | 5634.12 | 5667.73 | 5702.42 | 5738.28 | 5775.31
Hydro / Wave / Tidal | 36473 | 36686 | 37440 | 38265 | 38414 | 38426 | 38184 | 39217 | 38433 | 40034 | 40212 | 40430.77 | 40452.77 | 40881.81 | 40882.87 | 40883.78 | 41130.99 | 41133.67 | 41136.99 | 41141.04 | 41145.33 | 41149.83 | 41154.44 | 41459.1 | 41463.78 | 41768.4 | 42372.92 | 42377.31 | 42381.62 | 42385.84 | 42390 | 42394.14 | 42398.22 | 42402.23 | 42406.19 | 42410.11
Ontario
_ | 2005 | 2006 | 2007 | 2008 | 2009 | 2010 | 2011 | 2012 | 2013 | 2014 | 2015 | 2016 | 2017 | 2018 | 2019 | 2020 | 2021 | 2022 | 2023 | 2024 | 2025 | 2026 | 2027 | 2028 | 2029 | 2030 | 2031 | 2032 | 2033 | 2034 | 2035 | 2036 | 2037 | 2038 | 2039 | 2040
Oil/Gas Combustion Turbine | 589.77 | 587.17 | 594.87 | 594.62 | 690.62 | 824.13 | 824.13 | 1217.13 | 1217.13 | 1218.26 | 1218.26 | 1218.26 | 1218.26 | 1218.26 | 1218.26 | 1218.26 | 1218.26 | 1218.26 | 1218.26 | 1218.26 | 1218.26 | 1218.26 | 1218.26 | 1218.26 | 1218.26 | 1218.26 | 1218.26 | 1218.26 | 1218.26 | 1218.26 | 1218.26 | 1218.26 | 1218.26 | 1218.26 | 1218.26 | 1218.26
Oil/Gas Steam Turbine | 2536.53 | 2294.81 | 2285.28 | 2120.53 | 169 | 2450.88 | 2434.01 | 2434.02 | 2472.01 | 2107.32 | 2719.32 | 2758 | 2758 | 2758 | 2758 | 2758 | 2758 | 2758 | 2758 | 2758 | 2758 | 2758 | 2758 | 2758 | 2758 | 2758 | 2758 | 2758 | 2758 | 2758 | 2758 | 2758 | 2758 | 2758 | 2758 | 2758
Oil/Gas Combined Cycle | 1816.66 | 2150.66 | 2150.66 | 3755.16 | 5276.16 | 5975.16 | 6004.16 | 6004.16 | 6004.16 | 6004.16 | 6004.16 | 6004.16 | 6004.16 | 7193.16 | 7193.16 | 7193.16 | 7193.16 | 7193.16 | 7193.16 | 7193.16 | 7193.16 | 7193.16 | 7193.16 | 7993.16 | 7993.16 | 7993.16 | 7993.16 | 7993.16 | 7993.16 | 7993.16 | 7993.16 | 7993.16 | 7993.16 | 7993.16 | 7993.16 | 7993.16
Coal | 6437 | 6329 | 6339 | 6077 | 6077 | 4487 | 4275 | 3296 | 2291 | 153 | 0 | 0 | 0 | 0 | 0 | 0 | 0 | 0 | 0 | 0 | 0 | 0 | 0 | 0 | 0 | 0 | 0 | 0 | 0 | 0 | 0 | 0 | 0 | 0 | 0 | 0
Nuclear | 11450 | 11990 | 11990 | 11990 | 11990 | 11990 | 11990 | 11990 | 13640 | 13568 | 13568 | 13568 | 12633 | 12633 | 12633 | 9648 | 9648 | 8713 | 6953 | 6698 | 6811 | 6811 | 6814 | 8589 | 6945 | 8720 | 8720 | 9560 | 9560 | 10400 | 10400 | 10400 | 10400 | 10400 | 10400 | 10400
Biomass / Geothermal | 209 | 176 | 176 | 148 | 207 | 207 | 207 | 207 | 207 | 592 | 574 | 1098.28 | 1098.28 | 1098.28 | 1098.28 | 1098.28 | 1098.28 | 1098.28 | 1098.28 | 1098.28 | 1098.28 | 1098.28 | 1098.28 | 1098.28 | 1098.28 | 1098.28 | 1098.28 | 1098.28 | 1098.28 | 1098.28 | 1098.28 | 1098.28 | 1098.28 | 1098.28 | 1098.28 | 1098.28
Solar | 16.75 | 20.48 | 25.77 | 32.72 | 94.57 | 281.13 | 419.4 | 645.3 | 1018.7 | 1509.4 | 2119 | 2971.46 | 3451.46 | 3931.46 | 4131.46 | 4231.46 | 4331.46 | 4431.46 | 4531.46 | 4631.46 | 4731.46 | 4831.46 | 4831.46 | 4831.46 | 4831.46 | 4831.46 | 4831.46 | 4831.46 | 4831.46 | 4831.46 | 4831.46 | 4831.46 | 4831.46 | 4831.46 | 4831.46 | 4831.46
Wind | 15 | 414 | 491 | 782 | 1168 | 1447 | 1970 | 2053 | 2491 | 3490 | 4374 | 4509.75 | 4509.75 | 5009.75 | 5409.75 | 5509.75 | 5609.75 | 5709.75 | 5809.75 | 5909.75 | 6009.75 | 6109.75 | 6209.75 | 6309.75 | 6409.75 | 6409.75 | 6409.75 | 6409.75 | 6409.75 | 6409.75 | 6409.75 | 6409.75 | 6409.75 | 6409.75 | 6409.75 | 6409.75
Hydro / Wave / Tidal | 8505 | 8410 | 8410 | 8416 | 8424 | 8463 | 8524 | 8524 | 8565 | 8972 | 8768 | 9211.88 | 9276.88 | 9276.88 | 9316.88 | 9316.88 | 9356.88 | 9356.88 | 9396.88 | 9396.88 | 9436.88 | 9436.88 | 9476.88 | 9476.88 | 9516.88 | 9516.88 | 9556.88 | 9556.88 | 9616.88 | 9616.88 | 9656.88 | 9656.88 | 9716.88 | 9716.88 | 9756.88 | 9756.88
Manitoba
_ | 2005 | 2006 | 2007 | 2008 | 2009 | 2010 | 2011 | 2012 | 2013 | 2014 | 2015 | 2016 | 2017 | 2018 | 2019 | 2020 | 2021 | 2022 | 2023 | 2024 | 2025 | 2026 | 2027 | 2028 | 2029 | 2030 | 2031 | 2032 | 2033 | 2034 | 2035 | 2036 | 2037 | 2038 | 2039 | 2040
Oil/Gas Combustion Turbine | 272.61 | 272.61 | 272.61 | 272.61 | 272.61 | 272.61 | 275.74 | 256.77 | 256.87 | 247.5 | 247.5 | 247.5 | 247.5 | 247.5 | 247.5 | 247.5 | 247.5 | 247.5 | 247.5 | 247.5 | 247.5 | 247.5 | 247.5 | 247.5 | 247.5 | 247.5 | 247.5 | 247.5 | 247.5 | 247.5 | 247.5 | 247.5 | 247.5 | 247.5 | 247.5 | 247.5
Oil/Gas Steam Turbine | 127.77 | 127.77 | 127.77 | 127.77 | 127.77 | 127.77 | 127.77 | 127.77 | 127.77 | 127.77 | 127.77 | 127.77 | 127.77 | 127.77 | 127.77 | 127.77 | 127.77 | 127.77 | 127.77 | 127.77 | 127.77 | 127.77 | 127.77 | 127.77 | 127.77 | 127.77 | 127.77 | 127.77 | 127.77 | 127.77 | 127.77 | 127.77 | 127.77 | 127.77 | 127.77 | 127.77
Oil/Gas Combined Cycle | 0 | 0 | 0 | 0 | 0 | 0 | 0 | 0 | 0 | 0 | 0 | 0 | 0 | 50 | 50 | 100 | 100 | 100 | 100 | 100 | 100 | 100 | 100 | 100 | 100 | 100 | 100 | 100 | 100 | 100 | 100 | 100 | 100 | 100 | 100 | 100
Coal | 97.64 | 97.64 | 97.64 | 97.64 | 97.64 | 97.64 | 97.64 | 97.64 | 97.64 | 97.64 | 97.64 | 97.64 | 97.64 | 97.64 | 97.64 | 0 | 0 | 0 | 0 | 0 | 0 | 0 | 0 | 0 | 0 | 0 | 0 | 0 | 0 | 0 | 0 | 0 | 0 | 0 | 0 | 0
Nuclear | 0 | 0 | 0 | 0 | 0 | 0 | 0 | 0 | 0 | 0 | 0 | 0 | 0 | 0 | 0 | 0 | 0 | 0 | 0 | 0 | 0 | 0 | 0 | 0 | 0 | 0 | 0 | 0 | 0 | 0 | 0 | 0 | 0 | 0 | 0 | 0
Nuclear | 0 | 0 | 0 | 0 | 0 | 0 | 0 | 0 | 0 | 0 | 0 | 0 | 0 | 0 | 0 | 0 | 0 | 0 | 0 | 0 | 0 | 0 | 0 | 0 | 0 | 0 | 0 | 0 | 0 | 0 | 0 | 0 | 0 | 0 | 0 | 0
Biomass / Geothermal | 22 | 22 | 22 | 22 | 22 | 22 | 22 | 22 | 22 | 22 | 22 | 22.04 | 22.04 | 22.05 | 22.06 | 22.07 | 22.09 | 22.11 | 22.13 | 22.15 | 22.18 | 22.21 | 22.24 | 22.27 | 22.3 | 22.34 | 22.37 | 22.42 | 22.46 | 22.5 | 22.55 | 22.6 | 22.64 | 22.69 | 22.74 | 22.8
Solar | 0 | 0 | 0 | 0 | 0 | 0 | 0 | 0 | 1 | 2 | 3 | 4 | 5.07 | 6.09 | 7.11 | 8.14 | 9.19 | 10.28 | 11.42 | 12.61 | 13.84 | 15.12 | 16.43 | 17.8 | 19.21 | 20.68 | 22.24 | 23.87 | 25.65 | 27.49 | 29.38 | 31.33 | 33.34 | 35.43 | 37.57 | 38.79
Wind | 20 | 103.95 | 103.95 | 103.95 | 103.95 | 103.95 | 241.95 | 258.45 | 258.45 | 258.45 | 258.45 | 259.29 | 259.52 | 259.71 | 259.98 | 260.29 | 290.69 | 321.16 | 321.75 | 352.44 | 353.22 | 444.06 | 474.99 | 475.97 | 507 | 508.17 | 539.39 | 540.83 | 572.33 | 573.91 | 575.57 | 577.31 | 579.13 | 581.05 | 583.05 | 585.15
Hydro / Wave / Tidal | 5037.79 | 5037.79 | 5037.79 | 5037.79 | 5037.79 | 5037.79 | 5037.79 | 5037.79 | 5238.79 | 5238.79 | 5238.79 | 5238.79 | 5238.79 | 5239.04 | 5239.1 | 5639.16 | 5939.23 | 5939.31 | 5939.41 | 5939.54 | 5939.68 | 5939.85 | 6534.03 | 6534.22 | 7425.43 | 7425.64 | 7425.86 | 7426.1 | 7426.35 | 7426.63 | 7426.91 | 7427.21 | 7427.51 | 7427.81 | 7428.12 | 7428.44
Alberta
_ | 2005 | 2006 | 2007 | 2008 | 2009 | 2010 | 2011 | 2012 | 2013 | 2014 | 2015 | 2016 | 2017 | 2018 | 2019 | 2020 | 2021 | 2022 | 2023 | 2024 | 2025 | 2026 | 2027 | 2028 | 2029 | 2030 | 2031 | 2032 | 2033 | 2034 | 2035 | 2036 | 2037 | 2038 | 2039 | 2040
Oil/Gas Combustion Turbine | 2770.17 | 2232.83 | 2232.83 | 2615.9 | 2946.4 | 3081.4 | 3122.9 | 3307.9 | 3477.9 | 3492.9 | 3577.9 | 3759.9 | 4234.9 | 4874.9 | 4874.9 | 5074.9 | 5174.9 | 5174.9 | 5274.9 | 5374.9 | 5574.9 | 5574.9 | 5574.9 | 5674.9 | 5774.9 | 5974.9 | 6074.9 | 6074.9 | 6174.9 | 6174.9 | 6474.9 | 6474.9 | 6574.9 | 6574.9 | 6674.9 | 6674.9
Oil/Gas Steam Turbine | 707.21 | 706.65 | 706.65 | 706.65 | 706.65 | 560.65 | 485.65 | 485.65 | 485.65 | 485.65 | 585.65 | 585.65 | 585.65 | 585.65 | 585.65 | 585.65 | 585.65 | 585.65 | 585.65 | 585.65 | 585.65 | 585.65 | 585.65 | 585.65 | 585.65 | 585.65 | 585.65 | 585.65 | 585.65 | 585.65 | 585.65 | 585.65 | 585.65 | 585.65 | 585.65 | 585.65
Oil/Gas Combined Cycle | 1872.5 | 1872.5 | 1872.5 | 1872.5 | 1975.5 | 2152.5 | 2218.5 | 2403.5 | 2500.31 | 2508.31 | 3578.31 | 4663.31 | 5108.31 | 5776.31 | 5776.31 | 6176.31 | 6476.31 | 6476.31 | 6976.31 | 7476.31 | 7476.31 | 7976.31 | 8476.31 | 8476.31 | 8976.31 | 9476.31 | 9476.31 | 9976.31 | 10476.31 | 10476.31 | 10976.31 | 11476.31 | 11476.31 | 11976.31 | 11976.31 | 11976.31
Coal | 6391.3 | 6391.3 | 6391.3 | 6391.3 | 6391.3 | 6391.3 | 5941.3 | 5941.3 | 5941.3 | 6541.3 | 6541.3 | 6727.1 | 6727.1 | 6727.1 | 6272.1 | 5822.1 | 5822.1 | 5822.1 | 5822.1 | 5822.1 | 5664.1 | 5289.1 | 4854.1 | 4449.1 | 3176.8 | 3176.8 | 3176.8 | 3176.8 | 3176.8 | 3576.8 | 3576.8 | 3576.8 | 3576.8 | 3576.8 | 3576.8 | 3576.8
Nuclear | 0 | 0 | 0 | 0 | 0 | 0 | 0 | 0 | 0 | 0 | 0 | 0 | 0 | 0 | 0 | 0 | 0 | 0 | 0 | 0 | 0 | 0 | 0 | 0 | 0 | 0 | 0 | 0 | 0 | 0 | 0 | 0 | 0 | 0 | 0 | 0
Biomass / Geothermal | 177.37 | 177.37 | 177.37 | 177.37 | 177.37 | 177.37 | 177.37 | 225.37 | 220.87 | 234.87 | 234.87 | 275.87 | 275.87 | 325.87 | 325.87 | 325.87 | 325.87 | 325.87 | 375.87 | 375.87 | 375.87 | 375.87 | 375.87 | 425.87 | 425.87 | 425.87 | 425.87 | 425.87 | 475.87 | 475.87 | 475.87 | 475.87 | 475.87 | 475.87 | 475.87 | 475.87
Solar | 0 | 0 | 0 | 0 | 0 | 0 | 0 | 2.18 | 4.47 | 4.47 | 4.47 | 4.47 | 4.47 | 4.47 | 4.47 | 54.47 | 54.47 | 54.47 | 54.47 | 54.47 | 104.47 | 104.47 | 104.47 | 104.47 | 104.47 | 154.47 | 154.47 | 154.47 | 154.47 | 154.47 | 204.47 | 204.47 | 204.47 | 204.47 | 204.47 | 204.47
Wind | 275.42 | 384.92 | 515.37 | 515.37 | 581.37 | 797.37 | 806.37 | 1044.37 | 1120.37 | 1420.37 | 1466.37 | 1652.37 | 1875.37 | 2029.37 | 2243.37 | 2276.37 | 2309.37 | 2342.37 | 2375.37 | 2408.37 | 2441.37 | 2474.37 | 2507.37 | 2540.37 | 2573.37 | 2606.37 | 2639.37 | 2672.37 | 2705.37 | 2738.37 | 2743.37 | 2743.37 | 2743.37 | 2743.37 | 2743.37 | 2743.37
Hydro / Wave / Tidal | 874.35 | 874.35 | 874.35 | 874.35 | 874.35 | 874.35 | 874.35 | 874.35 | 874.35 | 874.35 | 874.35 | 874.35 | 874.35 | 874.35 | 874.35 | 874.35 | 874.35 | 874.35 | 874.35 | 874.35 | 874.35 | 874.35 | 874.35 | 874.35 | 874.35 | 874.35 | 874.35 | 874.35 | 874.35 | 874.35 | 874.35 | 874.35 | 874.35 | 874.35 | 874.35 | 874.35
British Columbia
_ | 2005 | 2006 | 2007 | 2008 | 2009 | 2010 | 2011 | 2012 | 2013 | 2014 | 2015 | 2016 | 2017 | 2018 | 2019 | 2020 | 2021 | 2022 | 2023 | 2024 | 2025 | 2026 | 2027 | 2028 | 2029 | 2030 | 2031 | 2032 | 2033 | 2034 | 2035 | 2036 | 2037 | 2038 | 2039 | 2040
Oil/Gas Combustion Turbine | 65.46 | 164.46 | 164.46 | 164.46 | 164.46 | 148.96 | 194.96 | 148.96 | 195.66 | 195.66 | 194.66 | 319.17 | 319.17 | 319.17 | 319.17 | 319.17 | 319.17 | 319.17 | 319.17 | 319.18 | 319.17 | 329.17 | 329.17 | 329.17 | 329.17 | 329.17 | 329.17 | 329.17 | 329.18 | 329.17 | 329.17 | 339.18 | 339.18 | 339.17 | 339.17 | 339.18
Oil/Gas Steam Turbine | 1031.5 | 1031.5 | 1031.5 | 1031.5 | 1031.5 | 1031.5 | 1031.5 | 1031.5 | 1031.5 | 1031.5 | 1031.5 | 81.5 | 81.5 | 81.5 | 81.5 | 81.5 | 81.5 | 81.5 | 81.5 | 81.5 | 81.5 | 81.5 | 81.5 | 81.5 | 81.5 | 81.5 | 81.5 | 81.5 | 81.5 | 81.5 | 81.5 | 81.5 | 81.5 | 81.5 | 81.5 | 81.5
Oil/Gas Combined Cycle | 275 | 275 | 275 | 275 | 275 | 275 | 275 | 275 | 275 | 275 | 275 | 275 | 275 | 275 | 275 | 275 | 375 | 375 | 475 | 475 | 475 | 475 | 475 | 475 | 475 | 475 | 485 | 485 | 485 | 485 | 485 | 485 | 485 | 485 | 485 | 485
Coal | 0 | 0 | 0 | 0 | 0 | 0 | 0 | 0 | 0 | 0 | 0 | 0 | 0 | 0 | 0 | 0 | 0 | 0 | 0 | 0 | 0 | 0 | 0 | 0 | 0 | 0 | 0 | 0 | 0 | 0 | 0 | 0 | 0 | 0 | 0 | 0
Nuclear | 0 | 0 | 0 | 0 | 0 | 0 | 0 | 0 | 0 | 0 | 0 | 0 | 0 | 0 | 0 | 0 | 0 | 0 | 0 | 0 | 0 | 0 | 0 | 0 | 0 | 0 | 0 | 0 | 0 | 0 | 0 | 0 | 0 | 0 | 0 | 0
Biomass / Geothermal | 811 | 817 | 817 | 817 | 817 | 865 | 866 | 866 | 894.3 | 894.3 | 895.3 | 823.63 | 943.81 | 943.99 | 984.18 | 984.4 | 1024.64 | 1024.92 | 1065.21 | 1065.52 | 1105.85 | 1106.19 | 1146.53 | 1146.9 | 1187.27 | 1187.64 | 1228.01 | 1228.38 | 1268.74 | 1269.1 | 1309.46 | 1309.83 | 1360.19 | 1360.55 | 1360.92 | 1361.29
Solar | 0 | 0 | 0 | 0 | 0 | 0 | 0 | 0 | 2.28 | 2.28 | 3.28 | 3.28 | 4.36 | 8.73 | 9.19 | 9.85 | 10.82 | 12.29 | 18.55 | 21.15 | 24.14 | 27.5 | 31.28 | 39.47 | 44.31 | 49.54 | 55.31 | 61.55 | 72.3 | 79.26 | 86.48 | 93.96 | 101.74 | 113.84 | 122.22 | 130.89
Wind | 0 | 0 | 0 | 0 | 102 | 102 | 246 | 246 | 388 | 488 | 488 | 488.25 | 672.25 | 732.25 | 732.25 | 732.25 | 732.25 | 732.25 | 792.25 | 792.25 | 792.25 | 792.25 | 792.25 | 792.25 | 792.25 | 792.25 | 792.25 | 792.25 | 792.25 | 792.25 | 792.25 | 792.25 | 792.25 | 792.25 | 792.25 | 792.25
Hydro / Wave / Tidal | 12847 | 12614 | 12661 | 12733 | 12858 | 13202 | 13673 | 13673 | 13687 | 14207 | 15029 | 15204.37 | 15400.97 | 15454.8 | 15506.11 | 15557.36 | 15608.71 | 15660.2 | 15711.85 | 15763.68 | 16915.6 | 16967.63 | 17507.73 | 17559.88 | 17612.05 | 17664.33 | 17716.59 | 17768.82 | 17821.03 | 17873.18 | 17925.3 | 17977.38 | 18029.45 | 18081.5 | 18133.51 | 18135.52
Saskatchewan
_ | 2005 | 2006 | 2007 | 2008 | 2009 | 2010 | 2011 | 2012 | 2013 | 2014 | 2015 | 2016 | 2017 | 2018 | 2019 | 2020 | 2021 | 2022 | 2023 | 2024 | 2025 | 2026 | 2027 | 2028 | 2029 | 2030 | 2031 | 2032 | 2033 | 2034 | 2035 | 2036 | 2037 | 2038 | 2039 | 2040
Oil/Gas Combustion Turbine | 304.17 | 304.17 | 304.17 | 304.17 | 397.17 | 644.67 | 644.67 | 730.67 | 578.72 | 486.5 | 716.46 | 866.46 | 866.46 | 866.46 | 866.46 | 866.46 | 866.46 | 866.46 | 866.46 | 866.46 | 866.46 | 866.46 | 866.46 | 866.46 | 866.46 | 866.46 | 866.46 | 866.46 | 866.46 | 866.46 | 866.46 | 866.46 | 866.46 | 866.46 | 866.46 | 866.46
Oil/Gas Steam Turbine | 268.45 | 268.45 | 268.45 | 268.45 | 268.45 | 268.45 | 268.45 | 268.45 | 268.45 | 268.45 | 268.45 | 268.45 | 268.45 | 268.45 | 268.45 | 268.45 | 318.45 | 318.45 | 318.45 | 318.45 | 318.45 | 318.45 | 318.45 | 318.45 | 318.45 | 318.45 | 318.45 | 318.45 | 318.45 | 318.45 | 318.45 | 318.45 | 318.45 | 318.45 | 318.45 | 318.45
Oil/Gas Combined Cycle | 482 | 482 | 482 | 482 | 482 | 482 | 482 | 482 | 482 | 742 | 742 | 742 | 742 | 742 | 742 | 1092 | 1092 | 1352 | 1352 | 1352 | 1612 | 1612 | 1612 | 1872 | 2392 | 2652 | 2652 | 2652 | 2652 | 2652 | 2852 | 2852 | 2852 | 2852 | 2852 | 2852
Coal | 1818.38 | 1818.38 | 1818.38 | 1818.38 | 1818.38 | 1818.38 | 1818.38 | 1818.38 | 1752.38 | 1651.38 | 1651.38 | 1651.38 | 1651.38 | 1651.38 | 1651.38 | 1651.38 | 1501.38 | 1351.38 | 1351.38 | 1351.38 | 1351.38 | 1296.38 | 1296.38 | 680 | 810 | 810 | 810 | 810 | 810 | 810 | 810 | 810 | 505 | 505 | 505 | 505
Nuclear | 0 | 0 | 0 | 0 | 0 | 0 | 0 | 0 | 0 | 0 | 0 | 0 | 0 | 0 | 0 | 0 | 0 | 0 | 0 | 0 | 0 | 0 | 0 | 0 | 0 | 0 | 0 | 0 | 0 | 0 | 0 | 0 | 0 | 0 | 0 | 0
Biomass / Geothermal | 0 | 0 | 0 | 0 | 0 | 0 | 0 | 0 | 0 | 2 | 2 | 36.02 | 161.03 | 161.03 | 161.03 | 161.03 | 161.03 | 161.03 | 161.03 | 161.03 | 161.03 | 161.03 | 161.03 | 161.03 | 161.03 | 161.03 | 161.03 | 161.03 | 161.03 | 161.03 | 161.03 | 161.03 | 161.03 | 161.03 | 161.03 | 161.03
Solar | 0 | 0 | 0 | 0 | 0 | 0 | 0 | 0 | 0 | 4 | 4 | 4 | 4 | 4 | 21.79 | 41.81 | 61.85 | 76.92 | 77.03 | 77.17 | 77.34 | 77.56 | 92.8 | 93.09 | 93.45 | 93.86 | 94.32 | 109.83 | 110.46 | 111.18 | 111.95 | 112.77 | 128.64 | 129.59 | 130.61 | 131.7
Wind | 15.86 | 171.18 | 171.18 | 171.18 | 171.18 | 171.18 | 196.68 | 196.68 | 196.68 | 196.68 | 221.18 | 221.71 | 398.86 | 398.99 | 399.18 | 499.42 | 499.71 | 600.08 | 600.53 | 801.05 | 1001.65 | 1201.65 | 1401.65 | 1601.65 | 1801.65 | 2001.65 | 2001.65 | 2001.65 | 2001.65 | 2101.65 | 2101.65 | 2101.65 | 2101.65 | 2201.65 | 2201.65 | 2201.65
Hydro / Wave / Tidal | 863.81 | 863.81 | 863.81 | 863.81 | 863.81 | 863.81 | 863.81 | 863.81 | 863.81 | 863.81 | 889.06 | 889.06 | 889.06 | 889.22 | 889.26 | 889.3 | 939.35 | 939.41 | 939.49 | 939.58 | 964.69 | 964.81 | 964.95 | 965.1 | 965.26 | 965.43 | 965.62 | 990.81 | 991 | 991.21 | 991.45 | 991.68 | 991.92 | 992.16 | 992.41 | 992.67
Yukon
_ | 2005 | 2006 | 2007 | 2008 | 2009 | 2010 | 2011 | 2012 | 2013 | 2014 | 2015 | 2016 | 2017 | 2018 | 2019 | 2020 | 2021 | 2022 | 2023 | 2024 | 2025 | 2026 | 2027 | 2028 | 2029 | 2030 | 2031 | 2032 | 2033 | 2034 | 2035 | 2036 | 2037 | 2038 | 2039 | 2040
Oil/Gas Combustion Turbine | 33.34 | 33.34 | 33.34 | 33.34 | 33.34 | 33.57 | 33.57 | 33.57 | 33.57 | 33.57 | 28.97 | 28.97 | 39.97 | 39.97 | 39.97 | 44.37 | 44.37 | 44.37 | 44.37 | 44.37 | 41.37 | 38.37 | 38.37 | 38.37 | 38.37 | 38.37 | 43.37 | 43.37 | 43.37 | 43.37 | 43.37 | 43.37 | 43.37 | 43.37 | 43.37 | 43.37
Oil/Gas Steam Turbine | 0 | 0 | 0 | 0 | 0 | 0 | 0 | 0 | 0 | 0 | 0 | 0 | 0 | 0 | 0 | 0 | 0 | 0 | 0 | 0 | 0 | 0 | 0 | 0 | 0 | 0 | 0 | 0 | 0 | 0 | 0 | 0 | 0 | 0 | 0 | 0
Coal | 0 | 0 | 0 | 0 | 0 | 0 | 0 | 0 | 0 | 0 | 0 | 0 | 0 | 0 | 0 | 0 | 0 | 0 | 0 | 0 | 0 | 0 | 0 | 0 | 0 | 0 | 0 | 0 | 0 | 0 | 0 | 0 | 0 | 0 | 0 | 0
Nuclear | 0 | 0 | 0 | 0 | 0 | 0 | 0 | 0 | 0 | 0 | 0 | 0 | 0 | 0 | 0 | 0 | 0 | 0 | 0 | 0 | 0 | 0 | 0 | 0 | 0 | 0 | 0 | 0 | 0 | 0 | 0 | 0 | 0 | 0 | 0 | 0
Biomass / Geothermal | 0 | 0 | 0 | 0 | 0 | 0 | 0 | 0 | 0 | 0 | 0 | 0.5 | 0.5 | 0.5 | 1.5 | 2.5 | 2.5 | 2.5 | 4.5 | 4.5 | 5.5 | 5.5 | 5.5 | 5.5 | 5.5 | 6.5 | 6.5 | 6.5 | 6.5 | 6.5 | 6.5 | 6.5 | 6.5 | 6.5 | 6.5 | 6.5
Solar | 0 | 0 | 0 | 0 | 0 | 0 | 0 | 0 | 0.04 | 0.04 | 0.04 | 0.04 | 0.05 | 0.05 | 0.05 | 0.05 | 0.05 | 0.05 | 0.06 | 0.07 | 0.08 | 0.09 | 0.11 | 0.12 | 0.14 | 0.17 | 0.19 | 0.22 | 0.25 | 0.29 | 0.32 | 0.36 | 0.4 | 0.45 | 0.49 | 0.54
Wind | 0.81 | 0.81 | 0.81 | 0.81 | 0.81 | 0.81 | 0.81 | 0.81 | 0.81 | 0.81 | 0.81 | 0.81 | 0.81 | 0.82 | 0.82 | 0.82 | 0.82 | 0.82 | 0.82 | 0.82 | 5.83 | 5.83 | 5.83 | 5.83 | 5.83 | 5.83 | 5.83 | 5.83 | 5.83 | 5.83 | 5.83 | 5.83 | 5.83 | 5.83 | 5.83 | 5.83
Hydro / Wave / Tidal | 77.9 | 77.9 | 77.9 | 77.9 | 77.9 | 77.9 | 87.9 | 95.2 | 94.5 | 94.5 | 94.5 | 94.5 | 94.5 | 94.5 | 94.5 | 94.5 | 94.5 | 99.5 | 99.5 | 99.5 | 99.5 | 99.5 | 99.5 | 99.5 | 104.5 | 104.5 | 104.5 | 104.5 | 104.5 | 104.5 | 104.5 | 104.5 | 104.5 | 104.5 | 104.5 | 104.5
Northwest Territories
_ | 2005 | 2006 | 2007 | 2008 | 2009 | 2010 | 2011 | 2012 | 2013 | 2014 | 2015 | 2016 | 2017 | 2018 | 2019 | 2020 | 2021 | 2022 | 2023 | 2024 | 2025 | 2026 | 2027 | 2028 | 2029 | 2030 | 2031 | 2032 | 2033 | 2034 | 2035 | 2036 | 2037 | 2038 | 2039 | 2040
Oil/Gas Combustion Turbine | 149 | 110 | 107.2 | 111.2 | 127.2 | 127.2 | 127.2 | 127.2 | 131.2 | 105.2 | 121.2 | 121.26 | 151.26 | 151.26 | 151.26 | 151.26 | 151.26 | 151.26 | 107.26 | 122.26 | 127.26 | 127.26 | 127.26 | 127.26 | 96.46 | 101.46 | 101.46 | 101.46 | 101.46 | 101.46 | 101.46 | 101.46 | 101.46 | 101.46 | 101.46 | 101.46
Oil/Gas Steam Turbine | 0 | 0 | 0 | 0 | 0 | 0 | 0 | 0 | 0 | 0 | 0 | 0 | 0 | 0 | 0 | 0 | 0 | 0 | 0 | 0 | 0 | 0 | 0 | 0 | 0 | 0 | 0 | 0 | 0 | 0 | 0 | 0 | 0 | 0 | 0 | 0
Oil/Gas Combined Cycle | 0 | 0 | 0 | 0 | 0 | 0 | 0 | 0 | 0 | 0 | 0 | 0 | 0 | 0 | 0 | 0 | 0 | 0 | 0 | 0 | 0 | 0 | 0 | 0 | 0 | 0 | 0 | 0 | 0 | 0 | 0 | 0 | 0 | 0 | 0 | 0
Coal | 0 | 0 | 0 | 0 | 0 | 0 | 0 | 0 | 0 | 0 | 0 | 0 | 0 | 0 | 0 | 0 | 0 | 0 | 0 | 0 | 0 | 0 | 0 | 0 | 0 | 0 | 0 | 0 | 0 | 0 | 0 | 0 | 0 | 0 | 0 | 0
Nuclear | 0 | 0 | 0 | 0 | 0 | 0 | 0 | 0 | 0 | 0 | 0 | 0 | 0 | 0 | 0 | 0 | 0 | 0 | 0 | 0 | 0 | 0 | 0 | 0 | 0 | 0 | 0 | 0 | 0 | 0 | 0 | 0 | 0 | 0 | 0 | 0
Biomass / Geothermal | 0 | 0 | 0 | 0 | 0 | 0 | 0 | 0 | 0 | 0 | 0 | 0 | 0 | 0 | 0 | 0 | 0 | 0 | 0 | 2 | 2 | 2 | 2 | 2 | 2 | 2 | 2 | 2 | 2 | 2 | 2 | 2 | 2 | 2 | 2 | 2
Solar | 0 | 0 | 0 | 0 | 0 | 0 | 0 | 0 | 0.27 | 0.42 | 0.82 | 1.22 | 1.81 | 2.24 | 2.27 | 3.32 | 3.4 | 3.52 | 3.7 | 3.91 | 5.14 | 5.4 | 5.63 | 5.91 | 6.23 | 7.58 | 7.96 | 8.37 | 8.77 | 9.2 | 10.65 | 11.13 | 11.63 | 12.16 | 12.71 | 13.3
Wind | 0 | 0 | 0 | 0 | 0 | 0 | 0 | 9.2 | 9.2 | 9.2 | 9.2 | 10.38 | 10.69 | 10.99 | 11.35 | 12.8 | 13.29 | 13.84 | 5.22 | 5.86 | 6.45 | 7 | 7.64 | 8.32 | 9.02 | 9.74 | 10.48 | 11.15 | 11.86 | 12.59 | 13.35 | 14.12 | 14.81 | 15.43 | 15.98 | 16.48
Hydro / Wave / Tidal | 55.48 | 55.48 | 55.48 | 55.48 | 55.48 | 55.48 | 55.48 | 55.48 | 55.48 | 55.48 | 55.48 | 55.48 | 55.48 | 55.98 | 55.98 | 55.98 | 55.98 | 60.98 | 60.98 | 60.98 | 60.98 | 60.98 | 60.98 | 60.98 | 63.98 | 63.98 | 63.98 | 63.98 | 63.98 | 63.98 | 63.98 | 63.98 | 63.98 | 63.98 | 63.98 | 63.98
Nunavut
_ | 2005 | 2006 | 2007 | 2008 | 2009 | 2010 | 2011 | 2012 | 2013 | 2014 | 2015 | 2016 | 2017 | 2018 | 2019 | 2020 | 2021 | 2022 | 2023 | 2024 | 2025 | 2026 | 2027 | 2028 | 2029 | 2030 | 2031 | 2032 | 2033 | 2034 | 2035 | 2036 | 2037 | 2038 | 2039 | 2040
Oil/Gas Combustion Turbine | 54.28 | 54.28 | 54.28 | 54.28 | 54.28 | 54.28 | 54.28 | 54.28 | 54.28 | 54.28 | 54.28 | 54.28 | 54.28 | 54.28 | 54.28 | 54.28 | 54.28 | 54.28 | 54.28 | 58.28 | 58.28 | 58.28 | 58.28 | 58.28 | 58.28 | 58.28 | 58.28 | 62.28 | 62.28 | 62.28 | 62.28 | 62.28 | 62.28 | 62.28 | 62.28 | 62.28
Oil/Gas Steam Turbine | 0 | 0 | 0 | 0 | 0 | 0 | 0 | 0 | 0 | 0 | 0 | 0 | 0 | 0 | 0 | 0 | 0 | 0 | 0 | 0 | 0 | 0 | 0 | 0 | 0 | 0 | 0 | 0 | 0 | 0 | 0 | 0 | 0 | 0 | 0 | 0
Oil/Gas Combined Cycle | 0 | 0 | 0 | 0 | 0 | 0 | 0 | 0 | 0 | 0 | 0 | 0 | 0 | 0 | 0 | 0 | 0 | 0 | 0 | 0 | 0 | 0 | 0 | 0 | 0 | 0 | 0 | 0 | 0 | 0 | 0 | 0 | 0 | 0 | 0 | 0
Coal | 0 | 0 | 0 | 0 | 0 | 0 | 0 | 0 | 0 | 0 | 0 | 0 | 0 | 0 | 0 | 0 | 0 | 0 | 0 | 0 | 0 | 0 | 0 | 0 | 0 | 0 | 0 | 0 | 0 | 0 | 0 | 0 | 0 | 0 | 0 | 0
Nuclear | 0 | 0 | 0 | 0 | 0 | 0 | 0 | 0 | 0 | 0 | 0 | 0 | 0 | 0 | 0 | 0 | 0 | 0 | 0 | 0 | 0 | 0 | 0 | 0 | 0 | 0 | 0 | 0 | 0 | 0 | 0 | 0 | 0 | 0 | 0 | 0
Biomass / Geothermal | 0 | 0 | 0 | 0 | 0 | 0 | 0 | 0 | 0.03 | 0.03 | 0.03 | 0 | 0 | 0 | 0 | 0 | 0 | 0 | 0 | 0 | 0 | 0 | 0 | 0 | 0 | 0 | 0 | 0 | 0 | 0 | 0 | 0 | 0 | 0 | 0 | 0
Solar | 0 | 0 | 0 | 0 | 0 | 0 | 0 | 0 | 0.03 | 0.03 | 0.03 | 0.03 | 0.03 | 0.03 | 0.03 | 0.03 | 0.04 | 0.04 | 0.04 | 0.04 | 0.04 | 0.05 | 0.05 | 0.06 | 0.06 | 0.07 | 0.07 | 0.08 | 0.09 | 0.1 | 0.11 | 0.12 | 0.13 | 0.14 | 0.15 | 0.16
Hydro / Wave / Tidal | 0 | 0 | 0 | 0 | 0 | 0 | 0 | 0 | 0 | 0 | 0 | 0 | 0 | 0 | 14.6 | 14.6 | 14.6 | 14.6 | 14.6 | 14.6 | 14.6 | 14.6 | 14.6 | 14.6 | 14.6 | 14.6 | 14.6 | 14.6 | 14.6 | 14.6 | 14.6 | 14.6 | 14.6 | 14.6 | 14.6 | 14.6

## CDN data by fuel
Select Report Version: Canada’s Energy Future 2017
Select Appendices: Electricity Capacity
Select Case: Reference
Select Type: Primary Fuel
Note: 2015 is latest historical value
https://apps.neb-one.gc.ca/ftrppndc/dflt.aspx?GoCTemplateCulture=en-CA
Canada
_ | 2005 | 2006 | 2007 | 2008 | 2009 | 2010 | 2011 | 2012 | 2013 | 2014 | 2015 | 2016 | 2017 | 2018 | 2019 | 2020 | 2021 | 2022 | 2023 | 2024 | 2025 | 2026 | 2027 | 2028 | 2029 | 2030 | 2031 | 2032 | 2033 | 2034 | 2035 | 2036 | 2037 | 2038 | 2039 | 2040
Hydro / Wave / Tidal | 72889.83 | 72779.83 | 73580.83 | 74483.83 | 74765.83 | 75160.83 | 75476.68 | 76531.98 | 76003.28 | 78576.7 | 79434.06 | 80403.11 | 80713.91 | 81188.61 | 81278.61 | 82598.61 | 83283.61 | 83343.61 | 83458.78 | 83508.78 | 84723.78 | 84773.78 | 85945.78 | 86395.78 | 87484.78 | 87934.78 | 88624.78 | 88699.78 | 88809.78 | 88859.78 | 88949.78 | 88999.78 | 89109.78 | 89159.78 | 89249.78 | 89249.78
Wind | 557.37 | 1443.04 | 1823.24 | 2321.14 | 3240.14 | 3746.14 | 5171.34 | 6037.64 | 7683.61 | 9621.59 | 11072.19 | 11902.4 | 12693.05 | 13799.49 | 14415.36 | 15156.24 | 15637.11 | 16227.98 | 16739.65 | 17430.52 | 18251.39 | 19390.48 | 20608.39 | 21369.28 | 21810.17 | 22756.07 | 22896.97 | 23507.89 | 23948.81 | 24459.73 | 24991.21 | 25358.16 | 25689.51 | 26078.84 | 26340.35 | 26601.82
Biomass / Geothermal | 1804.09 | 1810.69 | 1810.69 | 1734.69 | 1803.79 | 1868.79 | 1898.29 | 1953.39 | 1982.23 | 2437.33 | 2414.03 | 2702.29 | 2976.74 | 3053.24 | 3124.74 | 3125.74 | 3165.74 | 3195.74 | 3278.74 | 3280.74 | 3321.74 | 3351.74 | 3391.74 | 3441.74 | 3451.74 | 3462.74 | 3462.74 | 3462.74 | 3512.74 | 3512.74 | 3512.74 | 3512.74 | 3512.74 | 3512.74 | 3512.74 | 3512.74
Solar | 16.75 | 20.48 | 25.77 | 32.72 | 94.57 | 281.13 | 419.4 | 647.48 | 1027.63 | 1523.48 | 2135.48 | 2309.54 | 2491.78 | 2598.05 | 2837.65 | 3110.29 | 3232.15 | 3399.02 | 3614.89 | 3756.77 | 4019.65 | 4221.53 | 4428.41 | 4584.3 | 4816.2 | 5029.11 | 5401.02 | 5777.94 | 6143.87 | 6480.81 | 6918.76 | 7305.73 | 7682.71 | 7948.7 | 8260.7 | 8571.72
Uranium | 12805 | 13345 | 13345 | 13345 | 13345 | 13345 | 13345 | 13345 | 14345 | 14273 | 14273 | 14273 | 13338 | 13338 | 13338 | 12513 | 12513 | 10498 | 9673 | 8338 | 8451 | 9386 | 9389 | 10229 | 9407 | 10247 | 9425 | 10265 | 10265 | 11105 | 11105 | 11105 | 11105 | 11105 | 11105 | 11105
Coal & Coke | 16002.64 | 15918.64 | 16005.64 | 15743.64 | 15800.64 | 13923.64 | 13608.64 | 12563.64 | 12024.64 | 9785.64 | 9661.44 | 9661.44 | 9661.44 | 9661.44 | 9506.44 | 8521.8 | 7808.8 | 6863.8 | 6073.8 | 6073.8 | 6073.8 | 5624.8 | 5624.8 | 3668.6 | 3668.6 | 2370.8 | 2370.8 | 2370.8 | 2370.8 | 2370.8 | 2214.8 | 2214.8 | 1938.8 | 1938.8 | 1783.8 | 1783.8
Natural Gas | 13190.61 | 13500.29 | 13590.66 | 15428.16 | 15556.39 | 18814.81 | 18960.95 | 19785.95 | 19935.09 | 20107.01 | 22006.37 | 21499.42 | 21730.42 | 23839.42 | 24100.44 | 24760.85 | 25790.86 | 27650.87 | 30550.88 | 30905.89 | 31630.89 | 31970.9 | 32477.9 | 34910.9 | 35730.91 | 37440.91 | 37750.91 | 38181.91 | 38481.92 | 38921.92 | 39631.92 | 40091.92 | 40491.92 | 40951.92 | 41441.92 | 41721.92
Oil | 4794.76 | 4704.79 | 4830.79 | 4802.74 | 4706.08 | 4760.07 | 4265.07 | 4265.07 | 4269.07 | 3785.77 | 3841.77 | 3836.76 | 3872.61 | 3892.61 | 3902.61 | 3412.61 | 3412.61 | 3412.61 | 3368.61 | 3382.61 | 3383.61 | 3351.91 | 3351.91 | 3351.91 | 3321.11 | 3326.11 | 3331.11 | 3335.11 | 3339.11 | 3339.11 | 3272.07 | 3272.07 | 3272.07 | 3272.07 | 3272.07 | 3272.07
Newfoundland and Labrador
_ | 2005 | 2006 | 2007 | 2008 | 2009 | 2010 | 2011 | 2012 | 2013 | 2014 | 2015 | 2016 | 2017 | 2018 | 2019 | 2020 | 2021 | 2022 | 2023 | 2024 | 2025 | 2026 | 2027 | 2028 | 2029 | 2030 | 2031 | 2032 | 2033 | 2034 | 2035 | 2036 | 2037 | 2038 | 2039 | 2040
Hydro / Wave / Tidal | 6790.68 | 6790.68 | 6790.68 | 6790.68 | 6790.68 | 6790.68 | 6793.68 | 6793.68 | 6793.68 | 6793.68 | 6793.68 | 6793.68 | 6793.68 | 6793.68 | 6793.68 | 7617.68 | 7617.68 | 7617.68 | 7617.68 | 7617.68 | 7617.68 | 7617.68 | 7617.68 | 7617.68 | 7617.68 | 7617.68 | 7617.68 | 7617.68 | 7617.68 | 7617.68 | 7617.68 | 7617.68 | 7617.68 | 7617.68 | 7617.68 | 7617.68
Wind | 0 | 0 | 0 | 0 | 54 | 54 | 54.3 | 54.3 | 54.3 | 54.3 | 54.3 | 54.3 | 54.3 | 54.3 | 54.3 | 54.3 | 54.3 | 54.3 | 54.3 | 54.3 | 54.3 | 54.3 | 54.3 | 54.3 | 54.3 | 54.3 | 54.3 | 54.3 | 54.3 | 54.3 | 54.3 | 54.3 | 54.3 | 54.3 | 54.3 | 54.3
Biomass / Geothermal | 15 | 15 | 15 | 15 | 15 | 15 | 15 | 15 | 15 | 15 | 15 | 15 | 15 | 15 | 15 | 15 | 15 | 15 | 15 | 15 | 15 | 15 | 15 | 15 | 15 | 15 | 15 | 15 | 15 | 15 | 15 | 15 | 15 | 15 | 15 | 15
Solar | 0 | 0 | 0 | 0 | 0 | 0 | 0 | 0 | 0.02 | 0.02 | 0.02 | 0.02 | 0.02 | 0.02 | 0.02 | 0.02 | 0.02 | 0.02 | 0.02 | 0.02 | 0.02 | 0.02 | 0.02 | 0.02 | 0.02 | 0.02 | 0.02 | 0.02 | 0.02 | 0.02 | 0.02 | 0.02 | 0.02 | 0.02 | 0.02 | 0.02
Uranium | 0 | 0 | 0 | 0 | 0 | 0 | 0 | 0 | 0 | 0 | 0 | 0 | 0 | 0 | 0 | 0 | 0 | 0 | 0 | 0 | 0 | 0 | 0 | 0 | 0 | 0 | 0 | 0 | 0 | 0 | 0 | 0 | 0 | 0 | 0 | 0
Coal & Coke | 0 | 0 | 0 | 0 | 0 | 0 | 0 | 0 | 0 | 0 | 0 | 0 | 0 | 0 | 0 | 0 | 0 | 0 | 0 | 0 | 0 | 0 | 0 | 0 | 0 | 0 | 0 | 0 | 0 | 0 | 0 | 0 | 0 | 0 | 0 | 0
Natural Gas | 103 | 103 | 103 | 103 | 103 | 103 | 103 | 103 | 103 | 103 | 103 | 103 | 103 | 223 | 223 | 223 | 223 | 223 | 223 | 223 | 223 | 223 | 223 | 283 | 283 | 283 | 283 | 283 | 283 | 283 | 283 | 283 | 283 | 283 | 283 | 283
Oil | 783.7 | 783.7 | 783.7 | 783.7 | 722.29 | 722.29 | 722.29 | 722.29 | 722.29 | 736.99 | 736.99 | 736.99 | 722.84 | 722.84 | 722.84 | 232.84 | 232.84 | 232.84 | 232.84 | 232.84 | 232.84 | 232.84 | 232.84 | 232.84 | 232.84 | 232.84 | 232.84 | 232.84 | 232.84 | 232.84 | 232.84 | 232.84 | 232.84 | 232.84 | 232.84 | 232.84
Prince Edward Island
_ | 2005 | 2006 | 2007 | 2008 | 2009 | 2010 | 2011 | 2012 | 2013 | 2014 | 2015 | 2016 | 2017 | 2018 | 2019 | 2020 | 2021 | 2022 | 2023 | 2024 | 2025 | 2026 | 2027 | 2028 | 2029 | 2030 | 2031 | 2032 | 2033 | 2034 | 2035 | 2036 | 2037 | 2038 | 2039 | 2040
Hydro / Wave / Tidal | 0 | 0 | 0 | 0 | 0 | 0 | 0 | 0 | 0 | 0 | 0 | 0 | 0 | 0 | 0 | 0 | 0 | 0 | 0 | 0 | 0 | 0 | 0 | 0 | 0 | 0 | 0 | 0 | 0 | 0 | 0 | 0 | 0 | 0 | 0 | 0
Wind | 13 | 13 | 72 | 72 | 151 | 163 | 163 | 163 | 173 | 202.98 | 203.28 | 203.28 | 203.28 | 203.28 | 203.28 | 233.28 | 233.28 | 233.28 | 233.28 | 233.28 | 263.28 | 263.28 | 263.28 | 263.28 | 263.28 | 293.28 | 293.28 | 293.28 | 293.28 | 293.28 | 293.28 | 293.28 | 293.28 | 293.28 | 293.28 | 293.28
Biomass / Geothermal | 2.1 | 2.1 | 2.1 | 2.1 | 2.1 | 2.1 | 2.1 | 2.1 | 2.1 | 2.1 | 2.1 | 2.1 | 2.1 | 2.1 | 2.1 | 2.1 | 2.1 | 2.1 | 2.1 | 2.1 | 2.1 | 2.1 | 2.1 | 2.1 | 2.1 | 2.1 | 2.1 | 2.1 | 2.1 | 2.1 | 2.1 | 2.1 | 2.1 | 2.1 | 2.1 | 2.1
Solar | 0 | 0 | 0 | 0 | 0 | 0 | 0 | 0 | 0 | 0 | 0 | 0 | 0 | 0 | 0 | 0 | 0 | 0 | 0 | 0 | 0 | 0 | 0 | 0 | 0 | 0 | 0 | 0 | 0 | 0 | 0 | 0 | 0 | 0 | 0 | 0
Uranium | 0 | 0 | 0 | 0 | 0 | 0 | 0 | 0 | 0 | 0 | 0 | 0 | 0 | 0 | 0 | 0 | 0 | 0 | 0 | 0 | 0 | 0 | 0 | 0 | 0 | 0 | 0 | 0 | 0 | 0 | 0 | 0 | 0 | 0 | 0 | 0
Coal & Coke | 0 | 0 | 0 | 0 | 0 | 0 | 0 | 0 | 0 | 0 | 0 | 0 | 0 | 0 | 0 | 0 | 0 | 0 | 0 | 0 | 0 | 0 | 0 | 0 | 0 | 0 | 0 | 0 | 0 | 0 | 0 | 0 | 0 | 0 | 0 | 0
Natural Gas | 0 | 0 | 0 | 0 | 0 | 0 | 0 | 0 | 0 | 0 | 0 | 0 | 0 | 0 | 0 | 0 | 0 | 0 | 0 | 0 | 0 | 0 | 0 | 0 | 0 | 0 | 0 | 0 | 0 | 0 | 0 | 0 | 0 | 0 | 0 | 0
Oil | 160.5 | 160.5 | 160.5 | 160.45 | 160 | 160.45 | 160.45 | 160.45 | 160.45 | 160.45 | 160.45 | 160.45 | 160.45 | 170.45 | 170.45 | 170.45 | 170.45 | 170.45 | 170.45 | 170.45 | 170.45 | 170.45 | 170.45 | 170.45 | 170.45 | 170.45 | 170.45 | 170.45 | 170.45 | 170.45 | 170.45 | 170.45 | 170.45 | 170.45 | 170.45 | 170.45
Nova Scotia
_ | 2005 | 2006 | 2007 | 2008 | 2009 | 2010 | 2011 | 2012 | 2013 | 2014 | 2015 | 2016 | 2017 | 2018 | 2019 | 2020 | 2021 | 2022 | 2023 | 2024 | 2025 | 2026 | 2027 | 2028 | 2029 | 2030 | 2031 | 2032 | 2033 | 2034 | 2035 | 2036 | 2037 | 2038 | 2039 | 2040
Hydro / Wave / Tidal | 401.2 | 401.2 | 401.2 | 401.2 | 401.2 | 401.2 | 401.2 | 401.2 | 401.2 | 388.2 | 388.2 | 388.2 | 392.2 | 392.2 | 392.2 | 438.2 | 438.2 | 438.2 | 463.37 | 463.37 | 463.37 | 463.37 | 463.37 | 463.37 | 463.37 | 463.37 | 463.37 | 463.37 | 463.37 | 463.37 | 463.37 | 463.37 | 463.37 | 463.37 | 463.37 | 463.37
Wind | 34.7 | 37.1 | 42.3 | 43.2 | 43.2 | 122.2 | 216.6 | 320.2 | 326.17 | 328.17 | 443.97 | 515.4 | 515.4 | 515.4 | 515.4 | 540.4 | 540.4 | 540.4 | 540.4 | 540.4 | 565.4 | 565.4 | 565.4 | 565.4 | 565.4 | 590.4 | 590.4 | 590.4 | 590.4 | 590.4 | 615.4 | 615.4 | 615.4 | 615.4 | 615.4 | 640.4
Biomass / Geothermal | 68.62 | 66.12 | 66.12 | 66.12 | 66.12 | 66.12 | 66.12 | 66.12 | 66.12 | 112.56 | 112.56 | 127.56 | 127.56 | 127.56 | 127.56 | 127.56 | 127.56 | 127.56 | 127.56 | 127.56 | 127.56 | 127.56 | 127.56 | 127.56 | 127.56 | 127.56 | 127.56 | 127.56 | 127.56 | 127.56 | 127.56 | 127.56 | 127.56 | 127.56 | 127.56 | 127.56
Solar | 0 | 0 | 0 | 0 | 0 | 0 | 0 | 0 | 0.37 | 0.37 | 0.37 | 0.37 | 0.37 | 0.37 | 0.37 | 60.13 | 60.13 | 60.13 | 60.13 | 60.13 | 60.13 | 60.13 | 60.13 | 60.13 | 60.13 | 60.13 | 60.13 | 60.13 | 60.13 | 60.13 | 60.13 | 60.13 | 60.13 | 60.13 | 60.13 | 60.13
Uranium | 0 | 0 | 0 | 0 | 0 | 0 | 0 | 0 | 0 | 0 | 0 | 0 | 0 | 0 | 0 | 0 | 0 | 0 | 0 | 0 | 0 | 0 | 0 | 0 | 0 | 0 | 0 | 0 | 0 | 0 | 0 | 0 | 0 | 0 | 0 | 0
Coal & Coke | 1288 | 1288 | 1288 | 1288 | 1288 | 1288 | 1288 | 1288 | 1252 | 1252 | 1252 | 1252 | 1252 | 1252 | 1097 | 1097 | 1097 | 1097 | 1097 | 1097 | 1097 | 1097 | 1097 | 1097 | 1097 | 1097 | 1097 | 1097 | 1097 | 1097 | 941 | 941 | 941 | 941 | 786 | 786
Natural Gas | 381 | 381 | 381 | 381 | 430 | 381 | 482 | 482 | 482.01 | 482.01 | 482.01 | 482.01 | 482.01 | 482.01 | 482.01 | 482.01 | 482.01 | 562.01 | 882.01 | 1082.01 | 1002.01 | 1002.01 | 1002.01 | 1002.01 | 1202.01 | 1202.01 | 1212.01 | 1353.01 | 1353.01 | 1353.01 | 1403.01 | 1403.01 | 1403.01 | 1413.01 | 1503.01 | 1523.01
Oil | 222.3 | 222.3 | 222.3 | 222.3 | 222.3 | 222.3 | 222.3 | 222.3 | 222.3 | 222.3 | 222.3 | 222.3 | 222.3 | 222.3 | 222.3 | 222.3 | 222.3 | 222.3 | 222.3 | 222.3 | 222.3 | 222.3 | 222.3 | 222.3 | 222.3 | 222.3 | 222.3 | 222.3 | 222.3 | 222.3 | 222.3 | 222.3 | 222.3 | 222.3 | 222.3 | 222.3
New Brunswick
_ | 2005 | 2006 | 2007 | 2008 | 2009 | 2010 | 2011 | 2012 | 2013 | 2014 | 2015 | 2016 | 2017 | 2018 | 2019 | 2020 | 2021 | 2022 | 2023 | 2024 | 2025 | 2026 | 2027 | 2028 | 2029 | 2030 | 2031 | 2032 | 2033 | 2034 | 2035 | 2036 | 2037 | 2038 | 2039 | 2040
Hydro / Wave / Tidal | 953.13 | 953.13 | 953.13 | 953.13 | 953.13 | 953.13 | 960.98 | 960.98 | 960.98 | 960.98 | 960.98 | 960.98 | 960.98 | 960.98 | 960.98 | 960.98 | 960.98 | 960.98 | 960.98 | 960.98 | 960.98 | 960.98 | 960.98 | 960.98 | 960.98 | 960.98 | 960.98 | 960.98 | 960.98 | 960.98 | 960.98 | 960.98 | 960.98 | 960.98 | 960.98 | 960.98
Wind | 0 | 0 | 0 | 96 | 195 | 195 | 294 | 294 | 294 | 294 | 294 | 294 | 294 | 294 | 294 | 329 | 329 | 329 | 329 | 329 | 329 | 329 | 329 | 329 | 329 | 359 | 359 | 359 | 359 | 359 | 359 | 359 | 359 | 359 | 359 | 359
Biomass / Geothermal | 127.37 | 127.37 | 127.37 | 127.37 | 127.37 | 127.37 | 127.37 | 127.37 | 127.37 | 127.37 | 127.37 | 127.3 | 127.3 | 127.3 | 127.3 | 127.3 | 127.3 | 127.3 | 127.3 | 127.3 | 127.3 | 127.3 | 127.3 | 127.3 | 127.3 | 127.3 | 127.3 | 127.3 | 127.3 | 127.3 | 127.3 | 127.3 | 127.3 | 127.3 | 127.3 | 127.3
Solar | 0 | 0 | 0 | 0 | 0 | 0 | 0 | 0 | 0.16 | 0.16 | 0.16 | 0.16 | 0.16 | 0.16 | 0.16 | 0.16 | 0.16 | 0.16 | 0.16 | 0.16 | 30.16 | 30.16 | 30.16 | 30.16 | 30.16 | 30.16 | 30.16 | 30.16 | 30.16 | 30.16 | 30.16 | 30.16 | 30.16 | 30.16 | 30.16 | 30.16
Uranium | 680 | 680 | 680 | 680 | 680 | 680 | 680 | 680 | 705 | 705 | 705 | 705 | 705 | 705 | 705 | 705 | 705 | 705 | 705 | 705 | 705 | 705 | 705 | 705 | 705 | 705 | 705 | 705 | 705 | 705 | 705 | 705 | 705 | 705 | 705 | 705
Coal & Coke | 541 | 541 | 541 | 541 | 541 | 490 | 490 | 490 | 490 | 490 | 490 | 490 | 490 | 490 | 490 | 490 | 490 | 490 | 490 | 490 | 490 | 490 | 490 | 490 | 490 | 490 | 490 | 490 | 490 | 490 | 490 | 490 | 490 | 490 | 490 | 490
Natural Gas | 340 | 340 | 340 | 340 | 350 | 350 | 350 | 350 | 350 | 350 | 350 | 350 | 350 | 350 | 350 | 350 | 350 | 350 | 350 | 350 | 350 | 350 | 290 | 290 | 290 | 290 | 290 | 290 | 290 | 290 | 290 | 290 | 290 | 290 | 290 | 200
Oil | 1593.04 | 1593.04 | 1593.04 | 1593.04 | 1593.04 | 1593.04 | 1593.04 | 1593.04 | 1593.04 | 1593.04 | 1593.04 | 1593.04 | 1593.04 | 1593.04 | 1593.04 | 1593.04 | 1593.04 | 1593.04 | 1593.04 | 1593.04 | 1593.04 | 1564.34 | 1564.34 | 1564.34 | 1564.34 | 1564.34 | 1564.34 | 1564.34 | 1564.34 | 1564.34 | 1564.34 | 1564.34 | 1564.34 | 1564.34 | 1564.34 | 1564.34
Quebec
_ | 2005 | 2006 | 2007 | 2008 | 2009 | 2010 | 2011 | 2012 | 2013 | 2014 | 2015 | 2016 | 2017 | 2018 | 2019 | 2020 | 2021 | 2022 | 2023 | 2024 | 2025 | 2026 | 2027 | 2028 | 2029 | 2030 | 2031 | 2032 | 2033 | 2034 | 2035 | 2036 | 2037 | 2038 | 2039 | 2040
Hydro / Wave / Tidal | 36473 | 36686 | 37440 | 38265 | 38414 | 38426 | 38184 | 39217 | 38433 | 40034 | 40212 | 40396.95 | 40442.15 | 40866.35 | 40866.35 | 40866.35 | 41111.35 | 41111.35 | 41111.35 | 41111.35 | 41111.35 | 41111.35 | 41111.35 | 41411.35 | 41411.35 | 41711.35 | 42311.35 | 42311.35 | 42311.35 | 42311.35 | 42311.35 | 42311.35 | 42311.35 | 42311.35 | 42311.35 | 42311.35
Wind | 207 | 317 | 417 | 527 | 660 | 664 | 923 | 1354 | 2404 | 2865 | 3262 | 3549.32 | 3948.97 | 4344.57 | 4544.57 | 4644.57 | 4644.57 | 4644.57 | 4644.57 | 4644.57 | 4744.57 | 4744.57 | 4744.57 | 4744.57 | 4744.57 | 4844.57 | 4844.57 | 5244.57 | 5644.57 | 6044.57 | 6540.11 | 6896.1 | 7216.49 | 7494.84 | 7745.36 | 7970.82
Biomass / Geothermal | 278 | 278 | 278 | 230 | 230 | 230 | 240 | 240 | 240 | 240 | 245 | 275.44 | 344.89 | 371.39 | 401.39 | 401.39 | 401.39 | 431.39 | 431.39 | 431.39 | 431.39 | 461.39 | 461.39 | 461.39 | 461.39 | 471.39 | 471.39 | 471.39 | 471.39 | 471.39 | 471.39 | 471.39 | 471.39 | 471.39 | 471.39 | 471.39
Solar | 0 | 0 | 0 | 0 | 0 | 0 | 0 | 0 | 0.3 | 0.3 | 0.3 | 0.3 | 0.3 | 0.3 | 0.3 | 20.3 | 20.3 | 20.3 | 20.3 | 40.3 | 40.3 | 40.3 | 40.3 | 60.3 | 60.3 | 60.3 | 210.3 | 390.3 | 540.3 | 690.3 | 840.3 | 1020.3 | 1170.3 | 1320.3 | 1470.3 | 1650.3
Uranium | 675 | 675 | 675 | 675 | 675 | 675 | 675 | 675 | 0 | 0 | 0 | 0 | 0 | 0 | 0 | 0 | 0 | 0 | 0 | 0 | 0 | 0 | 0 | 0 | 0 | 0 | 0 | 0 | 0 | 0 | 0 | 0 | 0 | 0 | 0 | 0
Coal & Coke | 0 | 0 | 0 | 0 | 0 | 0 | 0 | 0 | 0 | 0 | 0 | 0 | 0 | 0 | 0 | 0 | 0 | 0 | 0 | 0 | 0 | 0 | 0 | 0 | 0 | 0 | 0 | 0 | 0 | 0 | 0 | 0 | 0 | 0 | 0 | 0
Natural Gas | 31.05 | 591.05 | 591.05 | 591.05 | 591.05 | 591.05 | 591.05 | 591.05 | 591.13 | 591.13 | 591.13 | 591.13 | 591.13 | 591.13 | 591.14 | 591.15 | 591.16 | 591.17 | 591.17 | 591.18 | 591.18 | 591.19 | 591.19 | 591.19 | 591.19 | 591.19 | 591.19 | 591.2 | 591.2 | 591.2 | 591.2 | 591.2 | 591.2 | 591.2 | 591.2 | 591.2
Oil | 1594.63 | 1544.04 | 1665.04 | 1633.04 | 1582.24 | 1502.04 | 1007.04 | 1007.04 | 1007.04 | 540.12 | 589.12 | 589.12 | 589.12 | 589.12 | 589.12 | 589.12 | 589.12 | 589.12 | 589.12 | 589.12 | 589.12 | 589.12 | 589.12 | 589.12 | 589.12 | 589.12 | 589.12 | 589.12 | 589.12 | 589.12 | 522.08 | 522.08 | 522.08 | 522.08 | 522.08 | 522.08
Ontario
_ | 2005 | 2006 | 2007 | 2008 | 2009 | 2010 | 2011 | 2012 | 2013 | 2014 | 2015 | 2016 | 2017 | 2018 | 2019 | 2020 | 2021 | 2022 | 2023 | 2024 | 2025 | 2026 | 2027 | 2028 | 2029 | 2030 | 2031 | 2032 | 2033 | 2034 | 2035 | 2036 | 2037 | 2038 | 2039 | 2040
Hydro / Wave / Tidal | 8505 | 8410 | 8410 | 8416 | 8424 | 8463 | 8524 | 8524 | 8565 | 8972 | 8768 | 8871.88 | 8936.88 | 8936.88 | 8976.88 | 8976.88 | 9016.88 | 9016.88 | 9056.88 | 9056.88 | 9096.88 | 9096.88 | 9136.88 | 9136.88 | 9176.88 | 9176.88 | 9216.88 | 9216.88 | 9276.88 | 9276.88 | 9316.88 | 9316.88 | 9376.88 | 9376.88 | 9416.88 | 9416.88
Wind | 15 | 414 | 491 | 782 | 1168 | 1447 | 1970 | 2053 | 2491 | 3490 | 4374 | 4841.45 | 4841.45 | 5141.45 | 5341.45 | 5441.45 | 5541.45 | 5641.45 | 5741.45 | 5841.45 | 5941.45 | 6429.66 | 6886.69 | 6986.69 | 7086.69 | 7086.69 | 7086.69 | 7086.69 | 7086.69 | 7086.69 | 7086.69 | 7086.69 | 7086.69 | 7086.69 | 7086.69 | 7086.69
Biomass / Geothermal | 209 | 176 | 176 | 148 | 207 | 207 | 207 | 207 | 207 | 592 | 574 | 762.12 | 762.12 | 762.12 | 762.12 | 762.12 | 762.12 | 762.12 | 762.12 | 762.12 | 762.12 | 762.12 | 762.12 | 762.12 | 762.12 | 762.12 | 762.12 | 762.12 | 762.12 | 762.12 | 762.12 | 762.12 | 762.12 | 762.12 | 762.12 | 762.12
Solar | 16.75 | 20.48 | 25.77 | 32.72 | 94.57 | 281.13 | 419.4 | 645.3 | 1018.7 | 1509.4 | 2119 | 2291.46 | 2471.46 | 2571.46 | 2771.46 | 2871.46 | 2971.46 | 3071.46 | 3171.46 | 3271.46 | 3371.46 | 3471.46 | 3571.46 | 3671.46 | 3771.46 | 3871.46 | 3971.46 | 4071.46 | 4171.46 | 4271.46 | 4371.46 | 4471.46 | 4571.46 | 4671.46 | 4771.46 | 4871.46
Uranium | 11450 | 11990 | 11990 | 11990 | 11990 | 11990 | 11990 | 11990 | 13640 | 13568 | 13568 | 13568 | 12633 | 12633 | 12633 | 11808 | 11808 | 9793 | 8968 | 7633 | 7746 | 8681 | 8684 | 9524 | 8702 | 9542 | 8720 | 9560 | 9560 | 10400 | 10400 | 10400 | 10400 | 10400 | 10400 | 10400
Coal & Coke | 6437 | 6329 | 6339 | 6077 | 6077 | 4487 | 4275 | 3296 | 2291 | 153 | 0 | 0 | 0 | 0 | 0 | 0 | 0 | 0 | 0 | 0 | 0 | 0 | 0 | 0 | 0 | 0 | 0 | 0 | 0 | 0 | 0 | 0 | 0 | 0 | 0 | 0
Natural Gas | 4789.11 | 4878.79 | 4876.96 | 6316.46 | 5976.69 | 8957.61 | 8969.75 | 9362.75 | 9400.75 | 9036.06 | 9648.06 | 9629.63 | 9629.63 | 10818.63 | 10818.63 | 10818.63 | 10818.63 | 10818.63 | 10818.63 | 10818.63 | 10818.63 | 10818.63 | 10818.63 | 11618.63 | 11618.63 | 11618.63 | 11618.63 | 11618.63 | 11618.63 | 11618.63 | 11618.63 | 11618.63 | 11618.63 | 11618.63 | 11618.63 | 11618.63
Oil | 115.81 | 115.81 | 115.81 | 115.81 | 115.81 | 249.32 | 249.32 | 249.32 | 249.32 | 250.45 | 250.45 | 250.45 | 250.45 | 250.45 | 250.45 | 250.45 | 250.45 | 250.45 | 250.45 | 250.45 | 250.45 | 250.45 | 250.45 | 250.45 | 250.45 | 250.45 | 250.45 | 250.45 | 250.45 | 250.45 | 250.45 | 250.45 | 250.45 | 250.45 | 250.45 | 250.45
Manitoba
_ | 2005 | 2006 | 2007 | 2008 | 2009 | 2010 | 2011 | 2012 | 2013 | 2014 | 2015 | 2016 | 2017 | 2018 | 2019 | 2020 | 2021 | 2022 | 2023 | 2024 | 2025 | 2026 | 2027 | 2028 | 2029 | 2030 | 2031 | 2032 | 2033 | 2034 | 2035 | 2036 | 2037 | 2038 | 2039 | 2040
Hydro / Wave / Tidal | 5053.63 | 5053.63 | 5053.63 | 5053.63 | 5053.63 | 5053.63 | 5053.63 | 5053.63 | 5254.63 | 5313.05 | 5349.16 | 5349.16 | 5349.16 | 5349.16 | 5349.16 | 5749.16 | 6049.16 | 6049.16 | 6049.16 | 6049.16 | 6049.16 | 6049.16 | 6643.16 | 6643.16 | 7534.16 | 7534.16 | 7534.16 | 7534.16 | 7534.16 | 7534.16 | 7534.16 | 7534.16 | 7534.16 | 7534.16 | 7534.16 | 7534.16
Wind | 20 | 103.95 | 103.95 | 103.95 | 103.95 | 103.95 | 241.95 | 258.45 | 258.45 | 258.45 | 258.45 | 258.45 | 258.45 | 258.45 | 258.45 | 258.45 | 288.45 | 318.45 | 318.45 | 348.45 | 348.45 | 438.45 | 468.45 | 468.45 | 498.45 | 498.45 | 528.45 | 528.45 | 558.45 | 558.45 | 558.45 | 558.45 | 558.45 | 558.45 | 558.45 | 558.45
Biomass / Geothermal | 22 | 22 | 22 | 22 | 22 | 22 | 22 | 22 | 22 | 22 | 22 | 22 | 22 | 22 | 22 | 22 | 22 | 22 | 22 | 22 | 22 | 22 | 22 | 22 | 22 | 22 | 22 | 22 | 22 | 22 | 22 | 22 | 22 | 22 | 22 | 22
Solar | 0 | 0 | 0 | 0 | 0 | 0 | 0 | 0 | 1 | 2 | 3 | 4 | 5 | 6 | 7 | 28 | 29 | 30 | 31 | 52 | 53 | 54 | 55 | 76 | 77 | 78 | 79 | 100 | 101 | 102 | 103 | 124 | 125 | 126 | 127 | 147
Uranium | 0 | 0 | 0 | 0 | 0 | 0 | 0 | 0 | 0 | 0 | 0 | 0 | 0 | 0 | 0 | 0 | 0 | 0 | 0 | 0 | 0 | 0 | 0 | 0 | 0 | 0 | 0 | 0 | 0 | 0 | 0 | 0 | 0 | 0 | 0 | 0
Coal & Coke | 97.64 | 97.64 | 97.64 | 97.64 | 97.64 | 97.64 | 97.64 | 97.64 | 97.64 | 97.64 | 97.64 | 97.64 | 97.64 | 97.64 | 97.64 | 0 | 0 | 0 | 0 | 0 | 0 | 0 | 0 | 0 | 0 | 0 | 0 | 0 | 0 | 0 | 0 | 0 | 0 | 0 | 0 | 0
Natural Gas | 368 | 368 | 368 | 368 | 368 | 368 | 368 | 368 | 368 | 402.61 | 402.61 | 402.61 | 402.61 | 452.61 | 452.61 | 452.61 | 452.61 | 452.61 | 452.61 | 452.61 | 452.61 | 452.61 | 452.61 | 452.61 | 452.61 | 452.61 | 452.61 | 452.61 | 452.61 | 452.61 | 452.61 | 452.61 | 452.61 | 452.61 | 452.61 | 452.61
Oil | 32.38 | 32 | 32 | 32 | 32 | 32 | 32 | 32 | 32 | 10 | 10 | 4.93 | 4.93 | 4.93 | 4.93 | 4.93 | 4.93 | 4.93 | 4.93 | 4.93 | 4.93 | 4.93 | 4.93 | 4.93 | 4.93 | 4.93 | 4.93 | 4.93 | 4.93 | 4.93 | 4.93 | 4.93 | 4.93 | 4.93 | 4.93 | 4.93
Alberta
_ | 2005 | 2006 | 2007 | 2008 | 2009 | 2010 | 2011 | 2012 | 2013 | 2014 | 2015 | 2016 | 2017 | 2018 | 2019 | 2020 | 2021 | 2022 | 2023 | 2024 | 2025 | 2026 | 2027 | 2028 | 2029 | 2030 | 2031 | 2032 | 2033 | 2034 | 2035 | 2036 | 2037 | 2038 | 2039 | 2040
Hydro / Wave / Tidal | 874.35 | 874.35 | 874.35 | 874.35 | 874.35 | 874.35 | 874.35 | 874.35 | 874.35 | 874.35 | 874.35 | 874.35 | 874.35 | 874.35 | 874.35 | 874.35 | 874.35 | 874.35 | 874.35 | 874.35 | 874.35 | 874.35 | 874.35 | 874.35 | 874.35 | 874.35 | 874.35 | 874.35 | 874.35 | 874.35 | 874.35 | 874.35 | 874.35 | 874.35 | 874.35 | 874.35
Wind | 275.42 | 384.92 | 515.37 | 515.37 | 581.37 | 797.37 | 806.37 | 1044.37 | 1120.37 | 1420.37 | 1466.37 | 1652.37 | 1875.37 | 2029.37 | 2243.37 | 2276.37 | 2309.37 | 2342.37 | 2375.37 | 2408.37 | 2441.37 | 2474.37 | 2507.37 | 2540.37 | 2573.37 | 2606.37 | 2639.37 | 2672.37 | 2705.37 | 2738.37 | 2743.37 | 2743.37 | 2743.37 | 2743.37 | 2743.37 | 2743.37
Biomass / Geothermal | 228.11 | 228.11 | 228.11 | 228.11 | 228.11 | 228.11 | 228.11 | 301.11 | 271.61 | 285.61 | 285.61 | 326.61 | 326.61 | 376.61 | 376.61 | 376.61 | 376.61 | 376.61 | 426.61 | 426.61 | 426.61 | 426.61 | 426.61 | 476.61 | 476.61 | 476.61 | 476.61 | 476.61 | 526.61 | 526.61 | 526.61 | 526.61 | 526.61 | 526.61 | 526.61 | 526.61
Solar | 0 | 0 | 0 | 0 | 0 | 0 | 0 | 2.18 | 4.47 | 4.47 | 4.47 | 4.47 | 4.47 | 4.47 | 4.47 | 54.47 | 54.47 | 54.47 | 54.47 | 54.47 | 104.47 | 104.47 | 104.47 | 104.47 | 104.47 | 154.47 | 154.47 | 154.47 | 154.47 | 154.47 | 204.47 | 204.47 | 204.47 | 204.47 | 204.47 | 204.47
Uranium | 0 | 0 | 0 | 0 | 0 | 0 | 0 | 0 | 0 | 0 | 0 | 0 | 0 | 0 | 0 | 0 | 0 | 0 | 0 | 0 | 0 | 0 | 0 | 0 | 0 | 0 | 0 | 0 | 0 | 0 | 0 | 0 | 0 | 0 | 0 | 0
Coal & Coke | 6441 | 6441 | 6441 | 6441 | 6441 | 6441 | 5941.3 | 5941.3 | 5791.3 | 6391.3 | 6391.3 | 6577.1 | 6577.1 | 6577.1 | 6122.1 | 5822.1 | 5822.1 | 5822.1 | 5822.1 | 5822.1 | 5664.1 | 5289.1 | 4854.1 | 4449.1 | 3176.8 | 3176.8 | 3176.8 | 3176.8 | 3176.8 | 3576.8 | 3576.8 | 3576.8 | 3576.8 | 3576.8 | 3576.8 | 3576.8
Natural Gas | 5242.29 | 4704.39 | 4704.39 | 5087.46 | 5520.96 | 5686.96 | 5769.16 | 6114.16 | 6556.78 | 6579.78 | 7834.78 | 9101.78 | 10021.78 | 11329.78 | 11329.78 | 11779.78 | 12179.78 | 12179.78 | 12779.78 | 13379.78 | 13579.78 | 14079.78 | 14579.78 | 14679.78 | 15279.78 | 15979.78 | 16079.78 | 16579.78 | 17179.78 | 17179.78 | 17979.78 | 18479.78 | 18579 | 19079 | 19179 | 19179
Oil | 7.15 | 7.15 | 7.15 | 7.15 | 7.15 | 7.15 | 7.15 | 7.15 | 7.15 | 7.15 | 7.15 | 7.15 | 7.15 | 7.15 | 7.15 | 7.15 | 7.15 | 7.15 | 7.15 | 7.15 | 7.15 | 7.15 | 7.15 | 7.15 | 7.15 | 7.15 | 7.15 | 7.15 | 7.15 | 7.15 | 7.15 | 7.15 | 107.15 | 107.15 | 107.15 | 107.15
British Columbia
_ | 2005 | 2006 | 2007 | 2008 | 2009 | 2010 | 2011 | 2012 | 2013 | 2014 | 2015 | 2016 | 2017 | 2018 | 2019 | 2020 | 2021 | 2022 | 2023 | 2024 | 2025 | 2026 | 2027 | 2028 | 2029 | 2030 | 2031 | 2032 | 2033 | 2034 | 2035 | 2036 | 2037 | 2038 | 2039 | 2040
Hydro / Wave / Tidal | 12847 | 12614 | 12661 | 12733 | 12858 | 13202 | 13673 | 13673 | 13687 | 14207 | 15029 | 15708.87 | 15905.47 | 15955.47 | 16005.47 | 16055.47 | 16105.47 | 16155.47 | 16205.47 | 16255.47 | 17405.47 | 17455.47 | 17993.47 | 18043.47 | 18093.47 | 18143.47 | 18193.47 | 18243.47 | 18293.47 | 18343.47 | 18393.47 | 18443.47 | 18493.47 | 18543.47 | 18593.47 | 18593.47
Wind | 0 | 0 | 0 | 0 | 102 | 102 | 246 | 246 | 388 | 488 | 488 | 488.25 | 702.25 | 762.25 | 762.25 | 762.25 | 762.25 | 762.25 | 822.25 | 822.25 | 822.25 | 822.25 | 822.25 | 822.25 | 822.25 | 822.25 | 822.25 | 822.25 | 822.25 | 822.25 | 822.25 | 822.25 | 822.25 | 822.25 | 822.25 | 822.25
Biomass / Geothermal | 811 | 811 | 811 | 811 | 811 | 859 | 860 | 860 | 886 | 886 | 886 | 906.77 | 986.77 | 986.77 | 1026.77 | 1026.77 | 1066.77 | 1066.77 | 1106.77 | 1106.77 | 1146.77 | 1146.77 | 1186.77 | 1186.77 | 1196.77 | 1196.77 | 1196.77 | 1196.77 | 1196.77 | 1196.77 | 1196.77 | 1196.77 | 1196.77 | 1196.77 | 1196.77 | 1196.77
Solar | 0 | 0 | 0 | 0 | 0 | 0 | 0 | 0 | 2.28 | 2.28 | 3.28 | 3.28 | 3.28 | 7.28 | 27.28 | 27.28 | 27.28 | 27.28 | 71.28 | 71.28 | 71.28 | 111.28 | 111.28 | 115.28 | 155.28 | 155.28 | 195.28 | 195.28 | 239.28 | 239.28 | 279.28 | 279.28 | 319.28 | 323.28 | 363.28 | 363.28
Uranium | 0 | 0 | 0 | 0 | 0 | 0 | 0 | 0 | 0 | 0 | 0 | 0 | 0 | 0 | 0 | 0 | 0 | 0 | 0 | 0 | 0 | 0 | 0 | 0 | 0 | 0 | 0 | 0 | 0 | 0 | 0 | 0 | 0 | 0 | 0 | 0
Coal & Coke | 0 | 0 | 0 | 0 | 0 | 0 | 0 | 0 | 0 | 0 | 0 | 0 | 0 | 0 | 0 | 0 | 0 | 0 | 0 | 0 | 0 | 0 | 0 | 0 | 0 | 0 | 0 | 0 | 0 | 0 | 0 | 0 | 0 | 0 | 0 | 0
Natural Gas | 1320 | 1425 | 1425 | 1425 | 1425 | 1425 | 1425 | 1425 | 1474 | 1474 | 1474 | 530.33 | 530.33 | 530.33 | 530.33 | 530.33 | 530.33 | 530.33 | 530.33 | 530.33 | 530.33 | 540.33 | 540.33 | 540.33 | 540.33 | 540.33 | 540.33 | 540.33 | 540.33 | 540.33 | 540.33 | 550.33 | 550.33 | 550.33 | 550.33 | 550.33
Oil | 82.46 | 82.46 | 82.46 | 82.46 | 82.46 | 82.46 | 82.46 | 82.46 | 82.46 | 82.46 | 82.46 | 82.46 | 122.46 | 122.46 | 122.46 | 122.46 | 122.46 | 122.46 | 122.46 | 122.46 | 122.46 | 122.46 | 122.46 | 122.46 | 122.46 | 122.46 | 122.46 | 122.46 | 122.46 | 122.46 | 122.46 | 122.46 | 122.46 | 122.46 | 122.46 | 122.46
Saskatchewan
_ | 2005 | 2006 | 2007 | 2008 | 2009 | 2010 | 2011 | 2012 | 2013 | 2014 | 2015 | 2016 | 2017 | 2018 | 2019 | 2020 | 2021 | 2022 | 2023 | 2024 | 2025 | 2026 | 2027 | 2028 | 2029 | 2030 | 2031 | 2032 | 2033 | 2034 | 2035 | 2036 | 2037 | 2038 | 2039 | 2040
Hydro / Wave / Tidal | 863.81 | 863.81 | 863.81 | 863.81 | 863.81 | 863.81 | 863.81 | 863.81 | 863.81 | 863.81 | 889.06 | 889.06 | 889.06 | 889.06 | 889.06 | 889.06 | 939.06 | 939.06 | 939.06 | 939.06 | 964.06 | 964.06 | 964.06 | 964.06 | 964.06 | 964.06 | 964.06 | 989.06 | 989.06 | 989.06 | 989.06 | 989.06 | 989.06 | 989.06 | 989.06 | 989.06
Wind | 15.86 | 171.18 | 171.18 | 171.18 | 171.18 | 171.18 | 196.68 | 196.68 | 196.68 | 196.68 | 221.18 | 221.18 | 398.18 | 398.18 | 398.18 | 498.18 | 498.18 | 598.18 | 598.18 | 798.18 | 998.18 | 1198.18 | 1398.18 | 1598.18 | 1798.18 | 1998.18 | 1998.18 | 1998.18 | 1998.18 | 2098.18 | 2098.18 | 2098.18 | 2098.18 | 2198.18 | 2198.18 | 2198.18
Biomass / Geothermal | 0 | 0 | 0 | 0 | 0 | 0 | 0 | 0 | 0 | 2 | 2 | 36 | 161 | 161 | 161 | 161 | 161 | 161 | 161 | 161 | 161 | 161 | 161 | 161 | 161 | 161 | 161 | 161 | 161 | 161 | 161 | 161 | 161 | 161 | 161 | 161
Solar | 0 | 0 | 0 | 0 | 0 | 0 | 0 | 0 | 0 | 4 | 4 | 4 | 4 | 4 | 21.72 | 41.72 | 61.72 | 76.72 | 96.72 | 96.72 | 116.72 | 116.72 | 161.72 | 161.72 | 191.72 | 191.72 | 211.72 | 226.72 | 236.72 | 236.72 | 246.72 | 246.72 | 271.72 | 271.72 | 281.72 | 281.72
Uranium | 0 | 0 | 0 | 0 | 0 | 0 | 0 | 0 | 0 | 0 | 0 | 0 | 0 | 0 | 0 | 0 | 0 | 0 | 0 | 0 | 0 | 0 | 0 | 0 | 0 | 0 | 0 | 0 | 0 | 0 | 0 | 0 | 0 | 0 | 0 | 0
Coal & Coke | 1799 | 1799 | 1822 | 1822 | 1826 | 1826 | 1826 | 1702 | 1636 | 1535 | 1535 | 1535 | 1535 | 1535 | 1535 | 1535 | 1590 | 1451 | 1451 | 1451 | 1451 | 1160 | 1160 | 783.8 | 783.8 | 783.8 | 783.8 | 783.8 | 783.8 | 783.8 | 783.8 | 783.8 | 507.8 | 507.8 | 507.8 | 507.8
Natural Gas | 1053.45 | 1053.45 | 1053.45 | 1053.45 | 1146.45 | 1393.95 | 1393.95 | 1393.95 | 1328 | 1480 | 1709.96 | 1859.96 | 1859.96 | 1859.96 | 1859.96 | 2209.97 | 2259.97 | 2519.97 | 2519.97 | 2519.98 | 2779.98 | 2779.98 | 2779.98 | 3039.98 | 3559.98 | 3819.98 | 3819.99 | 3819.99 | 3819.99 | 3819.99 | 4019.99 | 4019.99 | 4019.99 | 4019.99 | 4019.99 | 4019.99
Oil | 1.17 | 1.17 | 1.17 | 1.17 | 1.17 | 1.17 | 1.17 | 1.17 | 1.17 | 16.96 | 16.96 | 16.96 | 16.96 | 16.96 | 16.96 | 16.96 | 16.96 | 16.96 | 16.96 | 16.96 | 16.96 | 16.96 | 16.96 | 16.96 | 16.96 | 16.96 | 16.96 | 16.96 | 16.96 | 16.96 | 16.96 | 16.96 | 16.96 | 16.96 | 16.96 | 16.96
Yukon
_ | 2005 | 2006 | 2007 | 2008 | 2009 | 2010 | 2011 | 2012 | 2013 | 2014 | 2015 | 2016 | 2017 | 2018 | 2019 | 2020 | 2021 | 2022 | 2023 | 2024 | 2025 | 2026 | 2027 | 2028 | 2029 | 2030 | 2031 | 2032 | 2033 | 2034 | 2035 | 2036 | 2037 | 2038 | 2039 | 2040
Hydro / Wave / Tidal | 77.9 | 77.9 | 77.9 | 77.9 | 77.9 | 77.9 | 87.9 | 95.2 | 94.5 | 94.5 | 94.5 | 94.5 | 94.5 | 94.5 | 94.5 | 94.5 | 94.5 | 99.5 | 99.5 | 99.5 | 99.5 | 99.5 | 99.5 | 99.5 | 104.5 | 104.5 | 104.5 | 104.5 | 104.5 | 104.5 | 104.5 | 104.5 | 104.5 | 104.5 | 104.5 | 104.5
Wind | 0.81 | 0.81 | 0.81 | 0.81 | 0.81 | 0.81 | 0.81 | 0.81 | 0.81 | 0.81 | 0.81 | 0.81 | 0.81 | 0.81 | 0.81 | 0.81 | 0.81 | 0.81 | 0.81 | 0.81 | 5.81 | 5.81 | 5.81 | 5.81 | 5.81 | 5.81 | 5.81 | 5.81 | 5.81 | 5.81 | 5.81 | 5.81 | 5.81 | 5.81 | 5.81 | 5.81
Biomass / Geothermal | 0 | 0 | 0 | 0 | 0 | 0 | 0 | 0 | 0 | 0 | 0 | 0 | 0 | 0 | 1.5 | 2.5 | 2.5 | 2.5 | 4.5 | 4.5 | 5.5 | 5.5 | 5.5 | 5.5 | 5.5 | 6.5 | 6.5 | 6.5 | 6.5 | 6.5 | 6.5 | 6.5 | 6.5 | 6.5 | 6.5 | 6.5
Solar | 0 | 0 | 0 | 0 | 0 | 0 | 0 | 0 | 0.04 | 0.04 | 0.04 | 0.14 | 0.14 | 0.14 | 0.14 | 0.14 | 0.14 | 0.14 | 0.14 | 0.14 | 0.14 | 0.14 | 0.14 | 0.14 | 0.14 | 0.14 | 0.14 | 0.14 | 0.14 | 0.14 | 0.14 | 0.14 | 0.14 | 0.14 | 0.14 | 0.14
Uranium | 0 | 0 | 0 | 0 | 0 | 0 | 0 | 0 | 0 | 0 | 0 | 0 | 0 | 0 | 0 | 0 | 0 | 0 | 0 | 0 | 0 | 0 | 0 | 0 | 0 | 0 | 0 | 0 | 0 | 0 | 0 | 0 | 0 | 0 | 0 | 0
Coal & Coke | 0 | 0 | 0 | 0 | 0 | 0 | 0 | 0 | 0 | 0 | 0 | 0 | 0 | 0 | 0 | 0 | 0 | 0 | 0 | 0 | 0 | 0 | 0 | 0 | 0 | 0 | 0 | 0 | 0 | 0 | 0 | 0 | 0 | 0 | 0 | 0
Natural Gas | 0 | 0 | 0 | 0 | 0 | 0 | 0 | 0 | 0 | 0 | 4.4 | 4.4 | 4.4 | 4.4 | 15.4 | 19.8 | 149.8 | 149.8 | 149.8 | 149.8 | 149.8 | 149.8 | 149.8 | 149.8 | 149.8 | 149.8 | 149.8 | 149.8 | 149.8 | 149.8 | 149.8 | 149.8 | 149.8 | 149.8 | 149.8 | 149.8
Oil | 33.34 | 33.34 | 33.34 | 33.34 | 33.34 | 33.57 | 33.57 | 33.57 | 33.57 | 33.57 | 24.57 | 24.57 | 24.57 | 24.57 | 24.57 | 24.57 | 24.57 | 24.57 | 24.57 | 24.57 | 21.57 | 18.57 | 18.57 | 18.57 | 18.57 | 18.57 | 23.57 | 23.57 | 23.57 | 23.57 | 23.57 | 23.57 | 23.57 | 23.57 | 23.57 | 23.57
Northwest Territories
_ | 2005 | 2006 | 2007 | 2008 | 2009 | 2010 | 2011 | 2012 | 2013 | 2014 | 2015 | 2016 | 2017 | 2018 | 2019 | 2020 | 2021 | 2022 | 2023 | 2024 | 2025 | 2026 | 2027 | 2028 | 2029 | 2030 | 2031 | 2032 | 2033 | 2034 | 2035 | 2036 | 2037 | 2038 | 2039 | 2040
Hydro / Wave / Tidal | 55.48 | 55.48 | 55.48 | 55.48 | 55.48 | 55.48 | 55.48 | 55.48 | 55.48 | 55.48 | 55.48 | 55.48 | 55.48 | 55.98 | 55.98 | 55.98 | 55.98 | 60.98 | 60.98 | 60.98 | 60.98 | 60.98 | 60.98 | 60.98 | 63.98 | 63.98 | 63.98 | 63.98 | 63.98 | 63.98 | 63.98 | 63.98 | 63.98 | 63.98 | 63.98 | 63.98
Wind | 0 | 0 | 0 | 0 | 0 | 0 | 0 | 9.2 | 9.2 | 9.2 | 9.2 | 9.2 | 9.2 | 9.2 | 9.2 | 10.2 | 10.2 | 10.2 | 1 | 1 | 1 | 1 | 1 | 1 | 1 | 1 | 1 | 1 | 1 | 1 | 1 | 1 | 1 | 1 | 1 | 1
Biomass / Geothermal | 0 | 0 | 0 | 0 | 0 | 0 | 0 | 0 | 0 | 0 | 0 | 0 | 0 | 0 | 0 | 0 | 0 | 0 | 0 | 2 | 2 | 2 | 2 | 2 | 2 | 2 | 2 | 2 | 2 | 2 | 2 | 2 | 2 | 2 | 2 | 2
Solar | 0 | 0 | 0 | 0 | 0 | 0 | 0 | 0 | 0.27 | 0.42 | 0.82 | 1.22 | 1.62 | 2.02 | 2.02 | 3.02 | 3.02 | 3.02 | 3.02 | 3.02 | 4.02 | 4.02 | 4.02 | 4.02 | 4.02 | 5.02 | 5.02 | 5.02 | 5.02 | 5.02 | 6.02 | 6.02 | 6.02 | 6.02 | 6.02 | 6.02
Uranium | 0 | 0 | 0 | 0 | 0 | 0 | 0 | 0 | 0 | 0 | 0 | 0 | 0 | 0 | 0 | 0 | 0 | 0 | 0 | 0 | 0 | 0 | 0 | 0 | 0 | 0 | 0 | 0 | 0 | 0 | 0 | 0 | 0 | 0 | 0 | 0
Coal & Coke | 0 | 0 | 0 | 0 | 0 | 0 | 0 | 0 | 0 | 0 | 0 | 0 | 0 | 0 | 0 | 0 | 0 | 0 | 0 | 0 | 0 | 0 | 0 | 0 | 0 | 0 | 0 | 0 | 0 | 0 | 0 | 0 | 0 | 0 | 0 | 0
Natural Gas | 35 | 35 | 27.2 | 27.2 | 27.2 | 27.2 | 27.2 | 27.2 | 27.2 | 27.2 | 27.2 | 27.2 | 27.2 | 27.2 | 27.2 | 27.2 | 27.2 | 27.2 | 27.2 | 32.2 | 37.2 | 37.2 | 37.2 | 37.2 | 37.2 | 37.2 | 37.2 | 37.2 | 37.2 | 37.2 | 37.2 | 37.2 | 37.2 | 37.2 | 37.2 | 37.2
Oil | 114 | 75 | 80 | 84 | 100 | 100 | 100 | 100 | 104 | 78 | 94 | 94.06 | 104.06 | 114.06 | 124.06 | 124.06 | 124.06 | 124.06 | 80.06 | 90.06 | 90.06 | 90.06 | 90.06 | 90.06 | 59.26 | 64.26 | 64.26 | 64.26 | 64.26 | 64.26 | 64.26 | 64.26 | 64.26 | 64.26 | 64.26 | 64.26
Nunavut
_ | 2005 | 2006 | 2007 | 2008 | 2009 | 2010 | 2011 | 2012 | 2013 | 2014 | 2015 | 2016 | 2017 | 2018 | 2019 | 2020 | 2021 | 2022 | 2023 | 2024 | 2025 | 2026 | 2027 | 2028 | 2029 | 2030 | 2031 | 2032 | 2033 | 2034 | 2035 | 2036 | 2037 | 2038 | 2039 | 2040
Hydro / Wave / Tidal | 0 | 0 | 0 | 0 | 0 | 0 | 0 | 0 | 0 | 0 | 0 | 0 | 0 | 0 | 0 | 0 | 0 | 0 | 0 | 0 | 0 | 0 | 0 | 0 | 0 | 0 | 0 | 0 | 0 | 0 | 0 | 0 | 0 | 0 | 0 | 0
Wind | 0 | 0 | 0 | 0 | 0 | 0 | 0 | 0 | 0 | 0 | 0 | 0 | 0 | 0.84 | 2.72 | 2.59 | 3.46 | 4.33 | 5.2 | 6.07 | 6.94 | 7.82 | 8.7 | 9.59 | 10.48 | 11.38 | 12.28 | 13.2 | 14.12 | 15.05 | 15.98 | 16.94 | 17.9 | 18.88 | 19.87 | 20.88
Biomass / Geothermal | 0 | 0 | 0 | 0 | 0 | 0 | 0 | 0 | 0 | 0 | 0 | 0 | 0 | 0 | 0 | 0 | 0 | 0 | 0 | 0 | 0 | 0 | 0 | 0 | 0 | 0 | 0 | 0 | 0 | 0 | 0 | 0 | 0 | 0 | 0 | 0
Solar | 0 | 0 | 0 | 0 | 0 | 0 | 0 | 0 | 0.03 | 0.03 | 0.03 | 0.13 | 0.97 | 1.85 | 2.72 | 3.59 | 4.46 | 5.33 | 6.2 | 7.08 | 7.95 | 8.83 | 9.72 | 10.61 | 11.51 | 12.42 | 13.33 | 14.25 | 15.18 | 16.12 | 17.07 | 18.04 | 19.02 | 20.01 | 21.01 | 22.03
Uranium | 0 | 0 | 0 | 0 | 0 | 0 | 0 | 0 | 0 | 0 | 0 | 0 | 0 | 0 | 0 | 0 | 0 | 0 | 0 | 0 | 0 | 0 | 0 | 0 | 0 | 0 | 0 | 0 | 0 | 0 | 0 | 0 | 0 | 0 | 0 | 0
Coal & Coke | 0 | 0 | 0 | 0 | 0 | 0 | 0 | 0 | 0 | 0 | 0 | 0 | 0 | 0 | 0 | 0 | 0 | 0 | 0 | 0 | 0 | 0 | 0 | 0 | 0 | 0 | 0 | 0 | 0 | 0 | 0 | 0 | 0 | 0 | 0 | 0
Natural Gas | 0 | 0 | 0 | 0 | 0 | 0 | 0 | 0 | 0 | 0 | 0 | 0 | 0 | 0 | 0 | 0 | 0 | 0 | 0 | 0 | 0 | 0 | 0 | 0 | 0 | 0 | 0 | 0 | 0 | 0 | 0 | 0 | 0 | 0 | 0 | 0
Oil | 54.28 | 54.28 | 54.28 | 54.28 | 54.28 | 54.28 | 54.28 | 54.28 | 54.28 | 54.28 | 54.28 | 54.28 | 54.28 | 54.28 | 54.28 | 54.28 | 54.28 | 54.28 | 54.28 | 58.28 | 62.28 | 62.28 | 62.28 | 62.28 | 62.28 | 62.28 | 62.28 | 66.28 | 70.28 | 70.28 | 70.28 | 70.28 | 70.28 | 70.28 | 70.28 | 70.28

## AESO Capacity by Type OLD
Source: AESO 2017
Note: although this is 2017 data (instead of 2016), capacities are really close to that of 2015 (and therefore 2016). Capacities for 2015 is provided as a reference at the bootom of this tab.
Capacity by Scenario and Fuel Type (MW)
Reference Case | [10 empty] | Additional Cogen Info
Year | Coal-fired | Cogeneration | Combined Cycle | Simple Cycle | Coal-to- Gas | Hydro | Wind | Solar | Other | Total | Source: | http://www.auc.ab.ca/Shared%20Documents/InstalledCapacity.pdf#search=cogen
2017* | 6299 | 4934 | 1746 | 916 | 0 | 894 | 1445 | 0 | 479 | 16713
2022 | 3849 | 5024 | 1746 | 1059 | 1581 | 894 | 3045 | 200 | 479 | 17877
2027 | 2904 | 5114 | 2656 | 1249 | 2371 | 894 | 5045 | 400 | 479 | 21112
2032 | 0 | 5204 | 5386 | 1486 | 2371 | 1244 | 6445 | 700 | 479 | 23315
2037 | 0 | 5339 | 6751 | 2769 | 790 | 1244 | 6445 | 1000 | 479 | 24817
Low Growth
Year | Coal-fired | Cogeneration | Combined Cycle | Simple Cycle | Coal-to- Gas | Hydro | Wind | Solar | Other | Total
2017* | 6299 | 4934 | 1746 | 916 | 0 | 894 | 1445 | 0 | 479 | 16713
2022 | 3849 | 4934 | 1746 | 916 | 1581 | 894 | 2945 | 200 | 479 | 17544
2027 | 2904 | 4934 | 1746 | 916 | 2371 | 894 | 4695 | 400 | 479 | 19339
2032 | 0 | 4934 | 4931 | 964 | 2371 | 1244 | 5745 | 700 | 479 | 21368
2037 | 0 | 4934 | 5841 | 2389 | 790 | 1244 | 5745 | 1000 | 479 | 22422
High Coal-to-Gas
Year | Coal-fired | Cogeneration | Combined Cycle | Simple Cycle | Coal-to- Gas | Hydro | Wind | Solar | Other | Total
2017* | 6299 | 4934 | 1746 | 916 | 0 | 894 | 1445 | 0 | 479 | 16713
2022 | 3849 | 5024 | 1746 | 916 | 1581 | 894 | 3045 | 200 | 479 | 17734
2027 | 2904 | 5114 | 2201 | 916 | 2526 | 894 | 5045 | 400 | 479 | 20479
2032 | 0 | 5204 | 3111 | 916 | 5430 | 1244 | 6445 | 700 | 479 | 23529
2037 | 0 | 5339 | 5841 | 916 | 3849 | 1244 | 6445 | 1000 | 479 | 25113
No Coal-to-Gas
Year | Coal-fired | Cogeneration | Combined Cycle | Simple Cycle | Coal-to- Gas | Hydro | Wind | Solar | Other | Total
2017* | 6299 | 4934 | 1746 | 916 | 0 | 894 | 1445 | 0 | 479 | 16713
2022 | 5430 | 5024 | 1746 | 1059 | 0 | 894 | 3045 | 200 | 479 | 17877
2027 | 3309 | 5114 | 3566 | 2056 | 0 | 894 | 5045 | 400 | 479 | 20863
2032 | 0 | 5204 | 6751 | 2816 | 0 | 1244 | 6445 | 700 | 479 | 23639
2037 | 0 | 5339 | 6751 | 2864 | 0 | 1244 | 6445 | 1000 | 479 | 24122
Large-hydro Addition
Year | Coal-fired | Cogeneration | Combined Cycle | Simple Cycle | Coal-to- Gas | Hydro | Wind | Solar | Other | Total
2017* | 6299 | 4934 | 1746 | 916 | 0 | 894 | 1445 | 0 | 479 | 16713
2022 | 3849 | 5024 | 1746 | 964 | 1581 | 894 | 3045 | 200 | 479 | 17782
2027 | 2904 | 5114 | 2656 | 964 | 2371 | 894 | 5045 | 400 | 479 | 20827
2032 | 0 | 5204 | 5386 | 1249 | 2371 | 1414 | 6445 | 700 | 479 | 23248
2037 | 0 | 5339 | 5841 | 2484 | 790 | 2414 | 6445 | 1000 | 479 | 24792
Western Integration
Year | Coal-fired | Cogeneration | Combined Cycle | Simple Cycle | Coal-to- Gas | Hydro | Wind | Solar | Other | Total
2017* | 6299 | 4934 | 1746 | 916 | 0 | 894 | 1445 | 0 | 479 | 16713
2022 | 3849 | 5024 | 1746 | 916 | 1581 | 894 | 3045 | 200 | 479 | 17734
2027 | 2904 | 5114 | 2656 | 916 | 2371 | 894 | 5045 | 400 | 479 | 20779
2032 | 0 | 5204 | 5841 | 916 | 2371 | 1244 | 6445 | 700 | 479 | 23200
2037 | 0 | 5339 | 6296 | 2151 | 790 | 1244 | 6445 | 1000 | 479 | 23744
High Cogeneration
Year | Coal-fired | Cogeneration | Combined Cycle | Simple Cycle | Coal-to- Gas | Hydro | Wind | Solar | Other | Total
2017* | 6299 | 4934 | 1746 | 916 | 0 | 894 | 1445 | 0 | 479 | 16713
2022 | 3849 | 5484 | 1746 | 916 | 1581 | 894 | 3045 | 200 | 479 | 18194
2027 | 2904 | 6029 | 1746 | 916 | 2371 | 894 | 5045 | 400 | 479 | 20784
2032 | 0 | 6389 | 4476 | 1106 | 2371 | 1244 | 6445 | 700 | 479 | 23210
2037 | 0 | 6659 | 5386 | 2436 | 790 | 1244 | 6445 | 1000 | 479 | 24439
*Future Capacity as of the end of year, Existing Capacity includes under-construction projects.
Source: AESO
2015 capacities (for reference)
Source: AESO 2016 Long-term Outlook
Capacity by Scenario and Fuel Type (MW)
Refernce Case
Year | Coal-fired | Cogeneration | Combined Cycle | Simple Cycle | Hydro | Wind | Other | Total
2015* | 6289 | 4502 | 1716 | 996 | 894 | 1463 | 428 | 16288
2022 | 5420 | 5353 | 2626 | 1499 | 894 | 3213 | 469 | 19474
2027 | 4491 | 5406 | 4446 | 1642 | 894 | 4963 | 469 | 22311
2030 | 0 | 5548 | 8541 | 2307 | 894 | 5663 | 469 | 23422
2037 | 0 | 5690 | 9451 | 2877 | 894 | 5663 | 469 | 25044

## AB Capacity by type
SOURCE: http://www.auc.ab.ca/pages/annual-electricity-data.aspx
Note: 'Other' category is assumed to be mostly waste heat (since NEB data indicates only 7MW of oil/diesel capacity in AB)
ALBERTA ELECTRIC ENERGY NET INSTALLED CAPACITY (MCR MW) BY RESOURCE
| Resource Type | [9 empty] | Cogeneration
Year | Coal | Natural Gas | Hydro | Wind | Biogas & Biomass | Solar | sub total Renewables | *Others | Total | Year | Total Cogen | Total Gas Cogen
1985 | 4158 | 1896.2 | 808.1 | 0.1 | 55.2 | 0 | 863.4 | 7.4 | 6925 | 1985 | 617.4 | 562.2
1986 | 4158 | 1864.6 | 808.1 | 0.3 | 55.2 | 0 | 863.6 | 7.4 | 6893.6 | 1986 | 618.4 | 563.2
1987 | 4158 | 1868.3 | 808.1 | 0.4 | 55.2 | 0 | 863.7 | 7.4 | 6897.4 | 1987 | 618.4 | 563.2
1988 | 4167 | 1870.5 | 795.4 | 0.4 | 53 | 0 | 848.8 | 7.4 | 6893.7 | 1988 | 622.7 | 569.7
1989 | 4553 | 1795.9 | 795.4 | 0.4 | 52 | 0 | 847.8 | 7.3 | 7204 | 1989 | 617.5 | 565.5
1990 | 5299 | 1796 | 795.4 | 0.6 | 122 | 0 | 918 | 7.3 | 8020.3 | 1990 | 687.7 | 565.7
1991 | 5299 | 1770.1 | 797.9 | 0.6 | 122 | 0 | 920.5 | 7.3 | 7996.9 | 1991 | 687.7 | 565.7
1992 | 5299 | 1772.1 | 818.3 | 0.6 | 122 | 0 | 940.9 | 7.3 | 8019.3 | 1992 | 688.3 | 566.3
1993 | 5318 | 1773.8 | 818.3 | 12.4 | 204.5 | 0 | 1035.2 | 7.3 | 8134.3 | 1993 | 771.7 | 567.2
1994 | 5704 | 1785.7 | 847.3 | 21.4 | 263.7 | 0 | 1132.4 | 7.9 | 8630 | 1994 | 781.3 | 576.8
1995 | 5704 | 1797 | 847.3 | 21.4 | 225.2 | 0 | 1093.9 | 7.4 | 8602.3 | 1995 | 794 | 589.5
1996 | 5704 | 1818.9 | 847.3 | 21.4 | 235.9 | 0 | 1104.6 | 12.4 | 8639.9 | 1996 | 786.8 | 582.3
1997 | 5704 | 1819.4 | 847.3 | 23.1 | 235.9 | 0 | 1106.3 | 11.2 | 8640.9 | 1997 | 796.9 | 592.4
1998 | 5636 | 1878.1 | 847.3 | 24.3 | 239.9 | 0 | 1111.5 | 6.2 | 8631.8 | 1998 | 881.3 | 676.8
1999 | 5638 | 2247.5 | 850.4 | 24.3 | 256 | 0 | 1130.7 | 12.7 | 9028.9 | 1999 | 1135.3 | 924.3
2000 | 5638 | 2883.1 | 863.2 | 36.8 | 271.6 | 0 | 1171.6 | 41.15 | 9733.85 | 2000 | 1813 | 1555.4
2001 | 5615 | 3618.9 | 863.2 | 94.1 | 271.6 | 0 | 1228.9 | 50.15 | 10512.95 | 2001 | 2331 | 2064.4
2002 | 5658.9 | 4017 | 860 | 96.6 | 276.822 | 0 | 1233.422 | 50.15 | 10959.472 | 2002 | 2701.7 | 2434.7
2003 | 5519.6 | 4788.2 | 893 | 171.8 | 277.322 | 0 | 1342.122 | 50.15 | 11700.072 | 2003 | 3158.2 | 2889.2
2004 | 5508.6 | 4797.5 | 900 | 273.2 | 277.322 | 0 | 1450.522 | 50.15 | 11806.772 | 2004 | 3157.3 | 2888.3
2005 | 5839.6 | 4770.2 | 899.7 | 276.7 | 308.121 | 0 | 1484.521 | 55.15 | 12149.471 | 2005 | 3187.199 | 2892.2
2006 | 5863.6 | 4324.5 | 899.7 | 386.2 | 313.1 | 0 | 1599 | 54.05 | 11841.15 | 2006 | 3364.799 | 3065.9
2007 | 5917.9 | 4425.2 | 899.72 | 525.2 | 313.1 | 0 | 1738.02 | 54.05 | 12135.17 | 2007 | 3467.089 | 3168.19
2008 | 5918.3 | 4823.4 | 899.7 | 525.2 | 313.1 | 0 | 1738 | 74.1 | 12553.8 | 2008 | 3772.399 | 3453.5
2009 | 5971.3 | 5138.6 | 900 | 591.2 | 323.2 | 0 | 1814.4 | 72.5 | 12996.8 | 2009 | 3884.56 | 3554.5
2010 | 5735.3 | 5217.5 | 900 | 723.2 | 340.2 | 0 | 1963.4 | 73.3 | 12989.5 | 2010 | 3978.66 | 3632.6
2011 | 5631.8 | 5251.4543 | 899.9 | 895.4 | 358.697 | 0 | 2153.997 | 73.75 | 13111.0013 | 2011 | 4015.7003 | 3650.6233
2012 | 5690.3273 | 5682.755 | 899.92 | 1113.295 | 413.797 | 0 | 2427.012 | 97.75 | 13897.8443 | 2012 | 4495.287 | 4051.11
2013 | 6258.3 | 5811.2 | 900.25 | 1113.25 | 416.646 | 0 | 2430.146 | 97.75 | 14597.396 | 2013 | 4606.836 | 4159.81
2014 | 6258 | 6160.63 | 900.25 | 1458.9 | 438.326 | 0 | 2797.476 | 97.75 | 15313.856 | 2014 | 4631.016 | 4164.99
2015 | 6266.8 | 6952.962 | 902.2 | 1490.8 | 423.729 | 0 | 2816.729 | 96.753 | 16133.244 | 2015 | 4821.266 | 4372.097
2016 | 6273 | 7333.347 | 916.4 | 1490.8 | 423.679 | 0 | 2830.805 | 96.75 | 16533.976 | 2016 | 5191.816 | 4742.697
2017 | 6273 | 7465.727 | 917.2 | 1473.8 | 422.155 | 15 | 2828.155 | 135 | 16701.832 | 2017 | 5404.872 | 4955.277
* Others include oil, diesel, waste heat
Excludes Isolated Plants
Please note that all data from 2010 and earlier was collected and compiled by the Alberta Energy Regulator and its predecessors.

## AB data reconciliation
2017
Combined Cycle | 1746 | 65.59%
Simple Cycle | 916 | 34.41%
Total | 2662 | 100%
| preexisting | Note
hard coal | 6273
natural gas nonpeaker | 1699.2017
cogen | 5191.816 | Cogeneration includes ~450 MW of capacity running on coke (with most of it being transitioned to natural gas in the coming years). As a simplification, the AB-EPS assumes all cogeneration capacity is gas-fired.
hydro | 916.4
onshore wind | 1490.8 | All AB wind is onshore
solar PV | 14 | Removing the 1 MW solar thermal – rest is assumed to be PV
solar thermal | 1 | Only solar thermal facility in Canada: http://www.greenenergyfutures.ca/episode/88-welcome-canadas-only-concentrated-solar-thermal-plant
biomass | 423.679 | Assumption ther is no biogas (only biomass) in AB
geothermal | 0 | No geothermal in Canada – https://en.wikipedia.org/wiki/Geothermal_power_in_Canada
petroleum | 7.15
natural gas peaker | 891.4483 | Asume all combustion turbines are peakers. Removed oil-based peakers.
coal to gas | 0
Total | 16908.495
Peakers that Provide Flexibility Points
0.3441
Note: assume that all peakers can provide flexibility points – with cogeneration units excluded.

## SYC-SYEGC
| preexisting | preexisting nonretiring (not used in U.S. dataset) | newly built
hard coal | 6273 | 0 | 0
natural gas nonpeaker | 1699.2017 | 0 | 0
cogeneration | 5191.816 | 0 | 0
hydro | 916.4 | 0 | 0
onshore wind | 1490.8 | 0 | 0
solar PV | 14 | 0 | 0
solar thermal | 1 | 0 | 0
biomass | 423.679 | 0 | 0
geothermal | 0 | 0 | 0
petroleum | 7.15 | 0 | 0
natural gas peaker | 891.4483 | 0 | 0
coal to gas | 0 | 0 | 0
offshore wind | 0 | 0 | 0

## SYC-FoPtPFP
Peakers that Provide Flexibility Points
Fraction | 0.3441